## MASTER_DATA_MAPPED
[6 empty] | Opperational Parameters | 8 | 9 | 10 | 11 | 12 | 13 | 14 | 15 | 16 | 17 | 18 | 19 | 20 | 21 | 22 | 23 | 24 | 25 | 26 | 27 | 28 | 29 | 30 | 31 | 32 | 33 | 34 | 35 | 36 | 37 | 38 | 39 | 40 | 41 | 42 | 43 | 44 | 45 | 46 | 47 | 48 | 49 | 50 | 51 | 52 | 53 | 54 | 55 | 56 | 57 | 58 | 59 | 60 | 61 | 62 | 63 | 64 | 65 | 66 | 67 | 68 | 69 | 70 | 71 | 72 | 73 | 74 | 75 | 76 | 77 | 78 | 79 | 80 | 81 | 82 | 83 | 84 | 85 | 86 | 87 | 88 | 89 | 90 | 91 | 92 | 93 | 94 | 95 | 96 | 97 | 98 | 99 | 100 | 101 | 102 | 103 | 104 | 105 | 106 | 107 | 108 | 109 | 110 | 111 | 112 | 113 | 114 | 115 | 116 | 117 | 118 | 119 | 120 | 121 | 122 | 123 | 124 | 125 | 126 | 127 | 128 | 129 | 130 | 131 | 132 | 133 | 134 | 135 | 136 | 137 | 138 | 139 | 140 | 141 | 142 | 143 | 144 | 145 | 146 | 147 | 148 | 149 | 150 | 151 | 152 | 153 | 154 | 155 | 156 | 157 | 158 | 159 | 160 | 161 | 162 | 163 | 164 | 165 | 166 | 167 | 168 | 169 | 170 | 171 | 172 | 173 | 174 | 175 | 176 | 177 | 178 | 179 | 180 | 181 | 182 | 183 | 184 | 185 | 186 | 187 | 188 | 189 | 190 | 191 | 192 | 193 | 194 | 195 | 196 | 197 | 198 | 199 | 200 | 201 | 202 | 203 | 204 | 205 | 206 | 207
[6 empty] | Source | Techno-Economic Analysis Advancements in FY-23 | Techno-Economic Analysis Advancements in FY-23 | Techno-Economic Analysis Advancements in FY-23 | Sensitivity of HTGR Heat and Power Production to Reactor Outlet, Temperature, Economic Analysis | Sensitivity of HTGR Heat and Power Production to Reactor Outlet, Temperature, Economic Analysis | Sensitivity of HTGR Heat and Power Production to Reactor Outlet, Temperature, Economic Analysis | Sensitivity of HTGR Heat and Power Production to Reactor Outlet, Temperature, Economic Analysis | Sensitivity of HTGR Heat and Power Production to Reactor Outlet, Temperature, Economic Analysis | Sensitivity of HTGR Heat and Power Production to Reactor Outlet, Temperature, Economic Analysis | Sensitivity of HTGR Heat and Power Production to Reactor Outlet, Temperature, Economic Analysis | Sensitivity of HTGR Heat and Power Production to Reactor Outlet, Temperature, Economic Analysis | Sensitivity of HTGR Heat and Power Production to Reactor Outlet, Temperature, Economic Analysis | Sensitivity of HTGR Heat and Power Production to Reactor Outlet, Temperature, Economic Analysis | Sensitivity of HTGR Heat and Power Production to Reactor Outlet, Temperature, Economic Analysis | Sensitivity of HTGR Heat and Power Production to Reactor Outlet, Temperature, Economic Analysis | Sensitivity of HTGR Heat and Power Production to Reactor Outlet, Temperature, Economic Analysis | Sensitivity of HTGR Heat and Power Production to Reactor Outlet, Temperature, Economic Analysis | Sensitivity of HTGR Heat and Power Production to Reactor Outlet, Temperature, Economic Analysis | Sensitivity of HTGR Heat and Power Production to Reactor Outlet, Temperature, Economic Analysis | Sensitivity of HTGR Heat and Power Production to Reactor Outlet, Temperature, Economic Analysis | Sensitivity of HTGR Heat and Power Production to Reactor Outlet, Temperature, Economic Analysis | Sensitivity of HTGR Heat and Power Production to Reactor Outlet, Temperature, Economic Analysis | Sensitivity of HTGR Heat and Power Production to Reactor Outlet, Temperature, Economic Analysis | Sensitivity of HTGR Heat and Power Production to Reactor Outlet, Temperature, Economic Analysis | Sensitivity of HTGR Heat and Power Production to Reactor Outlet, Temperature, Economic Analysis | Sensitivity of HTGR Heat and Power Production to Reactor Outlet, Temperature, Economic Analysis | Sensitivity of HTGR Heat and Power Production to Reactor Outlet, Temperature, Economic Analysis | Sensitivity of HTGR Heat and Power Production to Reactor Outlet, Temperature, Economic Analysis | Sensitivity of HTGR Heat and Power Production to Reactor Outlet, Temperature, Economic Analysis | Sensitivity of HTGR Heat and Power Production to Reactor Outlet, Temperature, Economic Analysis | Sensitivity of HTGR Heat and Power Production to Reactor Outlet, Temperature, Economic Analysis | Sensitivity of HTGR Heat and Power Production to Reactor Outlet, Temperature, Economic Analysis | Stewart, W. R., Shirvan, K., Velez, E., & Wiser, R. Pathways to Cost-effective Advanced Nuclear Technology. | Stewart, W. R., Shirvan, K., Velez, E., & Wiser, R. Pathways to Cost-effective Advanced Nuclear Technology. | Stewart, W. R., Shirvan, K., Velez, E., & Wiser, R. Pathways to Cost-effective Advanced Nuclear Technology. | Stewart, W. R., Shirvan, K., Velez, E., & Wiser, R. Pathways to Cost-effective Advanced Nuclear Technology. | Stewart, W. R., Shirvan, K., Velez, E., & Wiser, R. Pathways to Cost-effective Advanced Nuclear Technology. | Stewart, W. R., Shirvan, K., Velez, E., & Wiser, R. Pathways to Cost-effective Advanced Nuclear Technology. | Stewart, W. R., Shirvan, K., Velez, E., & Wiser, R. Pathways to Cost-effective Advanced Nuclear Technology. | Stewart, W. R., Shirvan, K., Velez, E., & Wiser, R. Pathways to Cost-effective Advanced Nuclear Technology. | Stewart, W. R., Shirvan, K., Velez, E., & Wiser, R. Pathways to Cost-effective Advanced Nuclear Technology. | Stewart, W. R., Shirvan, K., Velez, E., & Wiser, R. Pathways to Cost-effective Advanced Nuclear Technology. | Stewart, W. R., Shirvan, K., Velez, E., & Wiser, R. Pathways to Cost-effective Advanced Nuclear Technology. | Stewart, W. R., Shirvan, K., Velez, E., & Wiser, R. Pathways to Cost-effective Advanced Nuclear Technology. | Stewart, W. R., Shirvan, K., Velez, E., & Wiser, R. Pathways to Cost-effective Advanced Nuclear Technology. | Stewart, W. R., Shirvan, K., Velez, E., & Wiser, R. Pathways to Cost-effective Advanced Nuclear Technology. | Stewart, W. R., Shirvan, K., Velez, E., & Wiser, R. Pathways to Cost-effective Advanced Nuclear Technology. | Stewart, W. R., Shirvan, K., Velez, E., & Wiser, R. Pathways to Cost-effective Advanced Nuclear Technology. | Stewart, W. R., Shirvan, K., Velez, E., & Wiser, R. Pathways to Cost-effective Advanced Nuclear Technology. | Stewart, W. R., Shirvan, K., Velez, E., & Wiser, R. Pathways to Cost-effective Advanced Nuclear Technology. | Stewart, W. R., Shirvan, K., Velez, E., & Wiser, R. Pathways to Cost-effective Advanced Nuclear Technology. | Stewart, W. R., Shirvan, K., Velez, E., & Wiser, R. Pathways to Cost-effective Advanced Nuclear Technology. | Stewart, W. R., Shirvan, K., Velez, E., & Wiser, R. Pathways to Cost-effective Advanced Nuclear Technology. | Stewart, W. R., Shirvan, K., Velez, E., & Wiser, R. Pathways to Cost-effective Advanced Nuclear Technology. | Stewart, W. R., Shirvan, K., Velez, E., & Wiser, R. Pathways to Cost-effective Advanced Nuclear Technology. | Stewart, W. R., Shirvan, K., Velez, E., & Wiser, R. Pathways to Cost-effective Advanced Nuclear Technology. | Oak Ridge National Labs, 1986. Phase VIII Update (1986) Report For The Energy Economic Data Base Program EEDB,Table 5-3 (PWR Median Experience) | Oak Ridge National Labs, 1986. Phase VIII Update (1986) Report For The Energy Economic Data Base Program EEDB,Table 5-3 (PWR Median Experience) | Oak Ridge National Labs, 1986. Phase VIII Update (1986) Report For The Energy Economic Data Base Program EEDB,Table 5-3 (PWR Median Experience) | Oak Ridge National Labs, 1986. Phase VIII Update (1986) Report For The Energy Economic Data Base Program EEDB,Table 5-3 (PWR Median Experience) | Oak Ridge National Labs, 1986. Phase VIII Update (1986) Report For The Energy Economic Data Base Program EEDB,Table 5-3 (PWR Median Experience) | Oak Ridge National Labs, 1986. Phase VIII Update (1986) Report For The Energy Economic Data Base Program EEDB,Table 5-3 (PWR Median Experience) | Oak Ridge National Labs, 1986. Phase VIII Update (1986) Report For The Energy Economic Data Base Program EEDB,Table 5-3 (PWR Median Experience) | Oak Ridge National Labs, 1986. Phase VIII Update (1986) Report For The Energy Economic Data Base Program EEDB,Table 5-3 (PWR Median Experience) | Oak Ridge National Labs, 1986. Phase VIII Update (1986) Report For The Energy Economic Data Base Program EEDB,Table 5-3 (PWR Median Experience) | Oak Ridge National Labs, 1986. Phase VIII Update (1986) Report For The Energy Economic Data Base Program EEDB,Table 5-3 (PWR Median Experience) | Oak Ridge National Labs, 1986. Phase VIII Update (1986) Report For The Energy Economic Data Base Program EEDB,Table 5-3 (PWR Median Experience) | Oak Ridge National Labs, 1986. Phase VIII Update (1986) Report For The Energy Economic Data Base Program EEDB,Table 5-3 (PWR Median Experience) | EEDB PWR Best Experience | EEDB PWR Best Experience | EEDB PWR Best Experience | EEDB PWR Best Experience | EEDB PWR Best Experience | EEDB PWR Best Experience | EEDB PWR Best Experience | EEDB PWR Best Experience | 0 | 0 | 0 | NPR Capacity Cost Evaluation | 0 | 0 | 0 | NPR Capacity Cost Evaluation | 0 | 0 | 0 | NPR Capacity Cost Evaluation | Stewart and Shirvan | Stewart and Shirvan | Stewart and Shirvan | Stewart and Shirvan | Stewart et. al. | Stewart et. al. | Stewart et. al. | Stewart et. al. | 0 | 0 | 0 | Shirvan Private Communication (Tim Cat Data) | SFR STRAT | SFR STRAT | SFR STRAT | SFR STRAT | SFR STRAT | SFR STRAT | SFR STRAT | SFR STRAT | SFR STRAT | SFR STRAT | SFR STRAT | SFR STRAT | SFR STRAT | SFR STRAT | SFR STRAT | SFR STRAT | SFR STRAT | SFR STRAT | SFR STRAT | SFR STRAT | SFR STRAT | SFR STRAT | SFR STRAT | SFR STRAT | VTR: INL/EXT-20-58330 | VTR: INL/EXT-20-58330 | VTR: INL/EXT-20-58330 | VTR: INL/EXT-20-58330 | Boise State University | Boise State University | Boise State University | Boise State University | Report on the Update of Fuel Cycle Cost Algorithms | Report on the Update of Fuel Cycle Cost Algorithms | Report on the Update of Fuel Cycle Cost Algorithms | Report on the Update of Fuel Cycle Cost Algorithms | Advanced High Temperature Reactor Systems and Economic Analysis | Advanced High Temperature Reactor Systems and Economic Analysis | Advanced High Temperature Reactor Systems and Economic Analysis | Advanced High Temperature Reactor Systems and Economic Analysis | Advanced High Temperature Reactor Systems and Economic Analysis | Advanced High Temperature Reactor Systems and Economic Analysis | Advanced High Temperature Reactor Systems and Economic Analysis | Advanced High Temperature Reactor Systems and Economic Analysis | D0E-HTGR-87-086 | D0E-HTGR-87-087 | D0E-HTGR-87-088 | D0E-HTGR-87-089 | D0E-HTGR-87-086 | D0E-HTGR-87-087 | D0E-HTGR-87-088 | D0E-HTGR-87-089 | D0E-HTGR-87-086 | D0E-HTGR-87-087 | D0E-HTGR-87-088 | D0E-HTGR-87-089 | D0E-HTGR-87-086 | D0E-HTGR-87-087 | D0E-HTGR-87-088 | D0E-HTGR-87-089 | ORNL/GA/etc | ORNL/GA/etc | ORNL/GA/etc | ORNL/GA/etc | ORNL/GA/etc | ORNL/GA/etc | ORNL/GA/etc | ORNL/GA/etc | ORNL/GA/etc | ORNL/GA/etc | ORNL/GA/etc | ORNL/GA/etc | ORNL/GA/etc | ORNL/GA/etc | ORNL/GA/etc | ORNL/GA/etc | ORNL/GA/etc | ORNL/GA/etc | ORNL/GA/etc | ORNL/GA/etc | ORNL/GA/etc | ORNL/GA/etc | ORNL/GA/etc | ORNL/GA/etc | ORNL/GA/etc | ORNL/GA/etc | ORNL/GA/etc | ORNL/GA/etc | ORNL/GA/etc | ORNL/GA/etc | ORNL/GA/etc | ORNL/GA/etc | ORNL/GA/etc | ORNL/GA/etc | ORNL/GA/etc | ORNL/GA/etc | Engel et. Al; ORNL report ORNL/TM-7207 | Engel et. Al; ORNL report ORNL/TM-7208 | Engel et. Al; ORNL report ORNL/TM-7209 | Engel et. Al; ORNL report ORNL/TM-7210
[6 empty] | Link | TEV | TEV | TEV | https://art.inl.gov/NGNP/INL%20Documents/Year%202010/Sensitivity%20of%20HTGR%20Heat%20and%20Power%20Production%20to%20Reactor%20Outlet%20Temperature%20-%20Economic%20Analysis.pdf | https://art.inl.gov/NGNP/INL%20Documents/Year%202010/Sensitivity%20of%20HTGR%20Heat%20and%20Power%20Production%20to%20Reactor%20Outlet%20Temperature%20-%20Economic%20Analysis.pdf | https://art.inl.gov/NGNP/INL%20Documents/Year%202010/Sensitivity%20of%20HTGR%20Heat%20and%20Power%20Production%20to%20Reactor%20Outlet%20Temperature%20-%20Economic%20Analysis.pdf | https://art.inl.gov/NGNP/INL%20Documents/Year%202010/Sensitivity%20of%20HTGR%20Heat%20and%20Power%20Production%20to%20Reactor%20Outlet%20Temperature%20-%20Economic%20Analysis.pdf | https://art.inl.gov/NGNP/INL%20Documents/Year%202010/Sensitivity%20of%20HTGR%20Heat%20and%20Power%20Production%20to%20Reactor%20Outlet%20Temperature%20-%20Economic%20Analysis.pdf | https://art.inl.gov/NGNP/INL%20Documents/Year%202010/Sensitivity%20of%20HTGR%20Heat%20and%20Power%20Production%20to%20Reactor%20Outlet%20Temperature%20-%20Economic%20Analysis.pdf | https://art.inl.gov/NGNP/INL%20Documents/Year%202010/Sensitivity%20of%20HTGR%20Heat%20and%20Power%20Production%20to%20Reactor%20Outlet%20Temperature%20-%20Economic%20Analysis.pdf | https://art.inl.gov/NGNP/INL%20Documents/Year%202010/Sensitivity%20of%20HTGR%20Heat%20and%20Power%20Production%20to%20Reactor%20Outlet%20Temperature%20-%20Economic%20Analysis.pdf | https://art.inl.gov/NGNP/INL%20Documents/Year%202010/Sensitivity%20of%20HTGR%20Heat%20and%20Power%20Production%20to%20Reactor%20Outlet%20Temperature%20-%20Economic%20Analysis.pdf | https://art.inl.gov/NGNP/INL%20Documents/Year%202010/Sensitivity%20of%20HTGR%20Heat%20and%20Power%20Production%20to%20Reactor%20Outlet%20Temperature%20-%20Economic%20Analysis.pdf | https://art.inl.gov/NGNP/INL%20Documents/Year%202010/Sensitivity%20of%20HTGR%20Heat%20and%20Power%20Production%20to%20Reactor%20Outlet%20Temperature%20-%20Economic%20Analysis.pdf | https://art.inl.gov/NGNP/INL%20Documents/Year%202010/Sensitivity%20of%20HTGR%20Heat%20and%20Power%20Production%20to%20Reactor%20Outlet%20Temperature%20-%20Economic%20Analysis.pdf | https://art.inl.gov/NGNP/INL%20Documents/Year%202010/Sensitivity%20of%20HTGR%20Heat%20and%20Power%20Production%20to%20Reactor%20Outlet%20Temperature%20-%20Economic%20Analysis.pdf | https://art.inl.gov/NGNP/INL%20Documents/Year%202010/Sensitivity%20of%20HTGR%20Heat%20and%20Power%20Production%20to%20Reactor%20Outlet%20Temperature%20-%20Economic%20Analysis.pdf | https://art.inl.gov/NGNP/INL%20Documents/Year%202010/Sensitivity%20of%20HTGR%20Heat%20and%20Power%20Production%20to%20Reactor%20Outlet%20Temperature%20-%20Economic%20Analysis.pdf | https://art.inl.gov/NGNP/INL%20Documents/Year%202010/Sensitivity%20of%20HTGR%20Heat%20and%20Power%20Production%20to%20Reactor%20Outlet%20Temperature%20-%20Economic%20Analysis.pdf | https://art.inl.gov/NGNP/INL%20Documents/Year%202010/Sensitivity%20of%20HTGR%20Heat%20and%20Power%20Production%20to%20Reactor%20Outlet%20Temperature%20-%20Economic%20Analysis.pdf | https://art.inl.gov/NGNP/INL%20Documents/Year%202010/Sensitivity%20of%20HTGR%20Heat%20and%20Power%20Production%20to%20Reactor%20Outlet%20Temperature%20-%20Economic%20Analysis.pdf | https://art.inl.gov/NGNP/INL%20Documents/Year%202010/Sensitivity%20of%20HTGR%20Heat%20and%20Power%20Production%20to%20Reactor%20Outlet%20Temperature%20-%20Economic%20Analysis.pdf | https://art.inl.gov/NGNP/INL%20Documents/Year%202010/Sensitivity%20of%20HTGR%20Heat%20and%20Power%20Production%20to%20Reactor%20Outlet%20Temperature%20-%20Economic%20Analysis.pdf | https://art.inl.gov/NGNP/INL%20Documents/Year%202010/Sensitivity%20of%20HTGR%20Heat%20and%20Power%20Production%20to%20Reactor%20Outlet%20Temperature%20-%20Economic%20Analysis.pdf | https://art.inl.gov/NGNP/INL%20Documents/Year%202010/Sensitivity%20of%20HTGR%20Heat%20and%20Power%20Production%20to%20Reactor%20Outlet%20Temperature%20-%20Economic%20Analysis.pdf | https://art.inl.gov/NGNP/INL%20Documents/Year%202010/Sensitivity%20of%20HTGR%20Heat%20and%20Power%20Production%20to%20Reactor%20Outlet%20Temperature%20-%20Economic%20Analysis.pdf | https://art.inl.gov/NGNP/INL%20Documents/Year%202010/Sensitivity%20of%20HTGR%20Heat%20and%20Power%20Production%20to%20Reactor%20Outlet%20Temperature%20-%20Economic%20Analysis.pdf | https://art.inl.gov/NGNP/INL%20Documents/Year%202010/Sensitivity%20of%20HTGR%20Heat%20and%20Power%20Production%20to%20Reactor%20Outlet%20Temperature%20-%20Economic%20Analysis.pdf | https://art.inl.gov/NGNP/INL%20Documents/Year%202010/Sensitivity%20of%20HTGR%20Heat%20and%20Power%20Production%20to%20Reactor%20Outlet%20Temperature%20-%20Economic%20Analysis.pdf | https://art.inl.gov/NGNP/INL%20Documents/Year%202010/Sensitivity%20of%20HTGR%20Heat%20and%20Power%20Production%20to%20Reactor%20Outlet%20Temperature%20-%20Economic%20Analysis.pdf | https://art.inl.gov/NGNP/INL%20Documents/Year%202010/Sensitivity%20of%20HTGR%20Heat%20and%20Power%20Production%20to%20Reactor%20Outlet%20Temperature%20-%20Economic%20Analysis.pdf | https://art.inl.gov/NGNP/INL%20Documents/Year%202010/Sensitivity%20of%20HTGR%20Heat%20and%20Power%20Production%20to%20Reactor%20Outlet%20Temperature%20-%20Economic%20Analysis.pdf | main article: https://www.energy-proceedings.org/pathways-to-cost-effective-advanced-nuclear-technology/ and ref[16] for MIT study: chrome-extension://efaidnbmnnnibpcajpcglclefindmkaj/ https://energy.mit.edu/wp-content/uploads/2018/09/The-Future-of-Nuclear-Energy-in-a-Carbon-Constrained-World.pdf | main article: https://www.energy-proceedings.org/pathways-to-cost-effective-advanced-nuclear-technology/ and ref[16] for MIT study: chrome-extension://efaidnbmnnnibpcajpcglclefindmkaj/https://energy.mit.edu/wp-content/uploads/2018/09/The-Future-of-Nuclear-Energy-in-a-Carbon-Constrained-World.pdf | main article: https://www.energy-proceedings.org/pathways-to-cost-effective-advanced-nuclear-technology/ and ref[16] for MIT study: chrome-extension://efaidnbmnnnibpcajpcglclefindmkaj/https://energy.mit.edu/wp-content/uploads/2018/09/The-Future-of-Nuclear-Energy-in-a-Carbon-Constrained-World.pdf | main article: https://www.energy-proceedings.org/pathways-to-cost-effective-advanced-nuclear-technology/ and ref[16] for MIT study: chrome-extension://efaidnbmnnnibpcajpcglclefindmkaj/https://energy.mit.edu/wp-content/uploads/2018/09/The-Future-of-Nuclear-Energy-in-a-Carbon-Constrained-World.pdf | main article: https://www.energy-proceedings.org/pathways-to-cost-effective-advanced-nuclear-technology/ and ref[16] for MIT study: chrome-extension://efaidnbmnnnibpcajpcglclefindmkaj/https://energy.mit.edu/wp-content/uploads/2018/09/The-Future-of-Nuclear-Energy-in-a-Carbon-Constrained-World.pdf | main article: https://www.energy-proceedings.org/pathways-to-cost-effective-advanced-nuclear-technology/ and ref[16] for MIT study: chrome-extension://efaidnbmnnnibpcajpcglclefindmkaj/https://energy.mit.edu/wp-content/uploads/2018/09/The-Future-of-Nuclear-Energy-in-a-Carbon-Constrained-World.pdf | main article: https://www.energy-proceedings.org/pathways-to-cost-effective-advanced-nuclear-technology/ and ref[16] for MIT study: chrome-extension://efaidnbmnnnibpcajpcglclefindmkaj/https://energy.mit.edu/wp-content/uploads/2018/09/The-Future-of-Nuclear-Energy-in-a-Carbon-Constrained-World.pdf | main article: https://www.energy-proceedings.org/pathways-to-cost-effective-advanced-nuclear-technology/ and ref[16] for MIT study: chrome-extension://efaidnbmnnnibpcajpcglclefindmkaj/https://energy.mit.edu/wp-content/uploads/2018/09/The-Future-of-Nuclear-Energy-in-a-Carbon-Constrained-World.pdf | https://www.energy-proceedings.org/pathways-to-cost-effective-advanced-nuclear-technology/ | https://www.energy-proceedings.org/pathways-to-cost-effective-advanced-nuclear-technology/ | https://www.energy-proceedings.org/pathways-to-cost-effective-advanced-nuclear-technology/ | https://www.energy-proceedings.org/pathways-to-cost-effective-advanced-nuclear-technology/ | https://www.energy-proceedings.org/pathways-to-cost-effective-advanced-nuclear-technology/ | https://www.energy-proceedings.org/pathways-to-cost-effective-advanced-nuclear-technology/ | https://www.energy-proceedings.org/pathways-to-cost-effective-advanced-nuclear-technology/ | https://www.energy-proceedings.org/pathways-to-cost-effective-advanced-nuclear-technology/ | https://www.energy-proceedings.org/pathways-to-cost-effective-advanced-nuclear-technology/ | https://www.energy-proceedings.org/pathways-to-cost-effective-advanced-nuclear-technology/ | https://www.energy-proceedings.org/pathways-to-cost-effective-advanced-nuclear-technology/ | https://www.energy-proceedings.org/pathways-to-cost-effective-advanced-nuclear-technology/ | https://www.energy-proceedings.org/pathways-to-cost-effective-advanced-nuclear-technology/ | https://www.energy-proceedings.org/pathways-to-cost-effective-advanced-nuclear-technology/ | https://www.energy-proceedings.org/pathways-to-cost-effective-advanced-nuclear-technology/ | https://www.energy-proceedings.org/pathways-to-cost-effective-advanced-nuclear-technology/ | https://www.osti.gov/biblio/7227212 | https://www.osti.gov/biblio/7227212 | https://www.osti.gov/biblio/7227212 | https://www.osti.gov/biblio/7227212 | https://www.osti.gov/biblio/7227212 | https://www.osti.gov/biblio/7227212 | https://www.osti.gov/biblio/7227212 | https://www.osti.gov/biblio/7227212 | https://www.osti.gov/biblio/7227212 | https://www.osti.gov/biblio/7227212 | https://www.osti.gov/biblio/7227212 | https://www.osti.gov/biblio/7227212 | https://www.osti.gov/biblio/7227213 | https://www.osti.gov/biblio/7227214 | https://www.osti.gov/biblio/7227215 | https://www.osti.gov/biblio/7227216 | https://www.osti.gov/biblio/7227217 | https://www.osti.gov/biblio/7227218 | https://www.osti.gov/biblio/7227219 | https://www.osti.gov/biblio/7227220 | https://www.osti.gov/biblio/6511284/ | https://www.osti.gov/biblio/6511284/ | https://www.osti.gov/biblio/6511284/ | https://www.osti.gov/biblio/6511284/ | https://www.osti.gov/biblio/6511284/ | https://www.osti.gov/biblio/6511284/ | https://www.osti.gov/biblio/6511284/ | https://www.osti.gov/biblio/6511284/ | https://www.osti.gov/biblio/6511284/ | https://www.osti.gov/biblio/6511284/ | https://www.osti.gov/biblio/6511284/ | https://www.osti.gov/biblio/6511284/ | https://www.sciencedirect.com/science/article/pii/S0029549323001541 | https://www.sciencedirect.com/science/article/pii/S0029549323001541 | https://www.sciencedirect.com/science/article/pii/S0029549323001541 | https://www.sciencedirect.com/science/article/pii/S0029549323001541 | Impact of modularization and site staffing on construction schedule of small and large water reactors (1).pdf | Impact of modularization and site staffing on construction schedule of small and large water reactors (1).pdf | Impact of modularization and site staffing on construction schedule of small and large water reactors (1).pdf | Impact of modularization and site staffing on construction schedule of small and large water reactors (1).pdf | 0 | 0 | 0 | 0 | Teams folder>literature > Strategic Analysis | Teams folder>literature > Strategic Analysis | Teams folder>literature > Strategic Analysis | Teams folder>literature > Strategic Analysis | Teams folder>literature > Strategic Analysis | Teams folder>literature > Strategic Analysis | Teams folder>literature > Strategic Analysis | Teams folder>literature > Strategic Analysis | Teams folder>literature > Strategic Analysis | Teams folder>literature > Strategic Analysis | Teams folder>literature > Strategic Analysis | Teams folder>literature > Strategic Analysis | Teams folder>literature > Strategic Analysis | Teams folder>literature > Strategic Analysis | Teams folder>literature > Strategic Analysis | Teams folder>literature > Strategic Analysis | Teams folder>literature > Strategic Analysis | Teams folder>literature > Strategic Analysis | Teams folder>literature > Strategic Analysis | Teams folder>literature > Strategic Analysis | Teams folder>literature > Strategic Analysis | Teams folder>literature > Strategic Analysis | Teams folder>literature > Strategic Analysis | Teams folder>literature > Strategic Analysis | 0 | 0 | 0 | 0 | https://www.sciencedirect.com/science/article/pii/S1364032118308372?via%3Dihub | https://www.sciencedirect.com/science/article/pii/S1364032118308372?via%3Dihub | https://www.sciencedirect.com/science/article/pii/S1364032118308372?via%3Dihub | https://www.sciencedirect.com/science/article/pii/S1364032118308372?via%3Dihub | https://publications.anl.gov/anlpubs/2018/07/144923.pdf | https://publications.anl.gov/anlpubs/2018/07/144923.pdf | https://publications.anl.gov/anlpubs/2018/07/144923.pdf | https://publications.anl.gov/anlpubs/2018/07/144923.pdf | https://info.ornl.gov/sites/publications/files/Pub32466.pdf | https://info.ornl.gov/sites/publications/files/Pub32466.pdf | https://info.ornl.gov/sites/publications/files/Pub32466.pdf | https://info.ornl.gov/sites/publications/files/Pub32466.pdf | https://info.ornl.gov/sites/publications/files/Pub32466.pdf | https://info.ornl.gov/sites/publications/files/Pub32466.pdf | https://info.ornl.gov/sites/publications/files/Pub32466.pdf | https://info.ornl.gov/sites/publications/files/Pub32466.pdf | https://www.osti.gov/servlets/purl/713993 | https://www.osti.gov/servlets/purl/713993 | https://www.osti.gov/servlets/purl/713993 | https://www.osti.gov/biblio/713993 | https://www.osti.gov/servlets/purl/713993 | https://www.osti.gov/servlets/purl/713993 | https://www.osti.gov/servlets/purl/713993 | https://www.osti.gov/biblio/713993 | https://www.osti.gov/servlets/purl/713993 | https://www.osti.gov/servlets/purl/713993 | https://www.osti.gov/servlets/purl/713993 | https://www.osti.gov/biblio/713993 | https://www.osti.gov/servlets/purl/713993 | https://www.osti.gov/servlets/purl/713993 | https://www.osti.gov/servlets/purl/713993 | https://www.osti.gov/servlets/purl/713993 | https://www.osti.gov/servlets/purl/10198837 | https://www.osti.gov/servlets/purl/10198838 | https://www.osti.gov/servlets/purl/10198839 | https://www.osti.gov/servlets/purl/10198837 | https://www.osti.gov/servlets/purl/10198838 | https://www.osti.gov/servlets/purl/10198839 | https://www.osti.gov/servlets/purl/10198840 | https://www.osti.gov/servlets/purl/10198841 | https://www.osti.gov/servlets/purl/10198842 | https://www.osti.gov/servlets/purl/10198843 | https://www.osti.gov/servlets/purl/10198844 | https://www.osti.gov/servlets/purl/10198845 | https://www.osti.gov/servlets/purl/10198846 | https://www.osti.gov/servlets/purl/10198847 | https://www.osti.gov/servlets/purl/10198848 | https://www.osti.gov/servlets/purl/10198849 | https://www.osti.gov/servlets/purl/10198850 | https://www.osti.gov/servlets/purl/10198851 | https://www.osti.gov/servlets/purl/10198852 | https://www.osti.gov/servlets/purl/10198853 | https://www.osti.gov/servlets/purl/10198854 | https://www.osti.gov/servlets/purl/10198855 | https://www.osti.gov/servlets/purl/10198856 | https://www.osti.gov/servlets/purl/10198857 | https://www.osti.gov/servlets/purl/10198858 | https://www.osti.gov/servlets/purl/10198859 | https://www.osti.gov/servlets/purl/10198860 | https://www.osti.gov/servlets/purl/10198861 | https://www.osti.gov/servlets/purl/10198862 | https://www.osti.gov/servlets/purl/10198863 | https://www.osti.gov/servlets/purl/10198864 | https://www.osti.gov/servlets/purl/10198865 | https://www.osti.gov/servlets/purl/10198866 | https://www.osti.gov/servlets/purl/10198867 | https://www.osti.gov/servlets/purl/10198868 | https://www.osti.gov/servlets/purl/10198869 | https://www.osti.gov/biblio/5352526 | https://www.osti.gov/biblio/5352526 | https://www.osti.gov/biblio/5352526 | https://www.osti.gov/biblio/5352526
[6 empty] | Reactor Type (Ex. HTGR, SFR, PWR, etc.) | HTGR | HTGR | HTGR | HTGR | HTGR | HTGR | HTGR | HTGR | HTGR | HTGR | HTGR | HTGR | HTGR | HTGR | HTGR | HTGR | HTGR | HTGR | HTGR | HTGR | HTGR | HTGR | HTGR | HTGR | HTGR | HTGR | HTGR | HTGR | HTGR | HTGR | HTGR | HTGR | PWR | PWR | PWR | PWR | PWR | PWR | PWR | PWR | HTGR | HTGR | HTGR | HTGR | HTGR | HTGR | HTGR | HTGR | HTGR | HTGR | HTGR | HTGR | HTGR | HTGR | HTGR | HTGR | PWR | PWR | PWR | PWR | PWR | PWR | PWR | PWR | PWR | PWR | PWR | PWR | PWR | PWR | PWR | PWR | PWR | PWR | PWR | PWR | HTGR | HTGR | HTGR | HTGR | HTGR | HTGR | HTGR | SFR | SFR | SFR | SFR | SFR | BWR | BWR | BWR | BWR | PWR | PWR | PWR | PWR | PWR | PWR | PWR | PWR | SFR | SFR | SFR | SFR | SFR | SFR | SFR | SFR | SFR | SFR | SFR | SFR | SFR | SFR | SFR | SFR | SFR | SFR | SFR | SFR | SFR | SFR | SFR | SFR | SFR | SFR | SFR | SFR | PWR | PWR | PWR | PWR | SFR | SFR | SFR | SFR | HTGR | HTGR | HTGR | FHR | HTGR | HTGR | HTGR | FHR | HTGR | HTGR | HTGR | HTGR | HTGR | HTGR | HTGR | HTGR | HTGR | HTGR | HTGR | HTGR | HTGR | HTGR | HTGR | HTGR | HTGR | HTGR | HTGR | HTGR | HTGR | HTGR | HTGR | HTGR | HTGR | HTGR | HTGR | HTGR | HTGR | HTGR | HTGR | HTGR | HTGR | HTGR | HTGR | HTGR | HTGR | HTGR | HTGR | HTGR | HTGR | HTGR | HTGR | HTGR | HTGR | HTGR | HTGR | HTGR | HTGR | HTGR | HTGR | HTGR | MSR | MSR | MSR | MSR
[6 empty] | Reactor Name | VHTGR | VHTGR | VHTGR | VHTGR | VHTGR | VHTGR | VHTGR | VHTGR | VHTGR | VHTGR | VHTGR | VHTGR | VHTGR | VHTGR | VHTGR | VHTGR | VHTGR | VHTGR | VHTGR | VHTGR | VHTGR | VHTGR | VHTGR | VHTGR | VHTGR | VHTGR | VHTGR | VHTGR | VHTGR | VHTGR | VHTGR | VHTGR | AP1000 | AP1000 | AP1000 | AP1000 | AP1000 | AP1000 | AP1000 | AP1000 | Traditional HTGR | Traditional HTGR | Traditional HTGR | Traditional HTGR | Traditional HTGR | Traditional HTGR | Traditional HTGR | Traditional HTGR | MIG HTR | MIG HTR | MIG HTR | MIG HTR | MIG HTR | MIG HTR | MIG HTR | MIG HTR | PWR12-ME | PWR12-ME | PWR12-ME | PWR12-ME | PWR12-BE | PWR12-BE | PWR12-BE | PWR12-BE | Improved PWR 06-BE | Improved PWR 06-BE | Improved PWR 06-BE | Improved PWR 06-BE | Improved PWR 12-BE | Improved PWR 12-BE | Improved PWR 12-BE | Improved PWR 12-BE | Advanced PWR 6-BE | Advanced PWR 6-BE | Advanced PWR 6-BE | Advanced PWR 6-BE | NPR/MHTGR - Commercial | NPR/MHTGR - Commercial | NPR/MHTGR - Commercial | GA/MHTGR - Commercial | NPR/MHTGR - Commercial | NPR/MHTGR - Commercial | NPR/MHTGR - Commercial | SAFR | PRISM | PRISM | PRISM | PRISM | SMBWR | SMBWR | SMBWR | SMBWR | MMNC | MMNC | MMNC | MMNC | AP1000 | AP1000 | AP1000 | AP1000 | SFR SAINC | SFR SAINC | SFR SAINC | SFR SAINC | SFR SAINC | SFR SAINC | SFR SAINC | SFR SAINC | SFR SAINC | SFR SAINC | SFR SAINC | SFR SAINC | SFR SAINC | SFR SAINC | SFR SAINC | SFR SAINC | SFR SAINC | SFR SAINC | SFR SAINC | SFR SAINC | SFR SAINC | SFR SAINC | SFR SAINC | SFR SAINC | Versatile Test Reactor | Versatile Test Reactor | Versatile Test Reactor | Versatile Test Reactor | NuScale SMR | NuScale SMR | NuScale SMR | NuScale SMR | ABR1000 | ABR1000 | ABR1000 | ABR1000 | AHTR - 9% initial enrichment | AHTR - 9% initial enrichment | AHTR - 9% initial enrichment | AHTR - 9% initial enrichment | AHTR - 19.7% initial enrichment | AHTR - 19.7% initial enrichment | AHTR - 19.7% initial enrichment | AHTR - 19.7% initial enrichment | MHTGR LEAD NOAK PLANT | MHTGR LEAD NOAK PLANT | MHTGR LEAD NOAK PLANT | MHTGR LEAD NOAK PLANT | MHTGR REPLICA PLANT | MHTGR REPLICA PLANT | MHTGR REPLICA PLANT | MHTGR REPLICA PLANT | MHTGR NOAK PLANT | MHTGR NOAK PLANT | MHTGR NOAK PLANT | MHTGR NOAK PLANT | MHTGR LARGE NOAK PLANT | MHTGR LARGE NOAK PLANT | MHTGR LARGE NOAK PLANT | MHTGR LARGE NOAK PLANT | MHTGR - SC - Prototype | MHTGR - SC - Prototype | MHTGR - SC - Prototype | MHTGR - SC - Prototype | MHTGR - SC - Replica | MHTGR - SC - Replica | MHTGR - SC - Replica | MHTGR - SC - Replica | MHTGR - SC - Target | MHTGR - SC - Target | MHTGR - SC - Target | MHTGR - SC - Target | MHTGR - GT/IC - Prototype | MHTGR - GT/IC - Prototype | MHTGR - GT/IC - Prototype | MHTGR - GT/IC - Prototype | MHTGR - GT/IC - Replica | MHTGR - GT/IC - Replica | MHTGR - GT/IC - Replica | MHTGR - GT/IC - Replica | MHTGR - GT/IC - Target | MHTGR - GT/IC - Target | MHTGR - GT/IC - Target | MHTGR - GT/IC - Target | MHTGR - -GT/DC - Prototype | MHTGR - -GT/DC - Prototype | MHTGR - -GT/DC - Prototype | MHTGR - -GT/DC - Prototype | MHTGR - -GT/DC - Replica | MHTGR - -GT/DC - Replica | MHTGR - -GT/DC - Replica | MHTGR - -GT/DC - Replica | MHTGR - -GT/DC - Target | MHTGR - -GT/DC - Target | MHTGR - -GT/DC - Target | MHTGR - -GT/DC - Target | DSMR | DSMR | DSMR | DSMR
[6 empty] | Reactor Group | SMR Gen IV | SMR Gen IV | SMR Gen IV | SMR Gen IV | SMR Gen IV | SMR Gen IV | SMR Gen IV | SMR Gen IV | SMR Gen IV | SMR Gen IV | SMR Gen IV | SMR Gen IV | SMR Gen IV | SMR Gen IV | SMR Gen IV | SMR Gen IV | SMR Gen IV | SMR Gen IV | SMR Gen IV | SMR Gen IV | SMR Gen IV | SMR Gen IV | SMR Gen IV | SMR Gen IV | SMR Gen IV | SMR Gen IV | SMR Gen IV | SMR Gen IV | SMR Gen IV | SMR Gen IV | SMR Gen IV | SMR Gen IV | Large Gen IV | Large Gen IV | Large Gen IV | Large Gen IV | Large Gen IV | Large Gen IV | Large Gen IV | Large Gen IV | Large Gen IV | Large Gen IV | Large Gen IV | Large Gen IV | Large Gen IV | Large Gen IV | Large Gen IV | Large Gen IV | Large Gen IV | Large Gen IV | Large Gen IV | Large Gen IV | Large Gen IV | Large Gen IV | Large Gen IV | Large Gen IV | Large LWR | Large LWR | Large LWR | Large LWR | Large LWR | Large LWR | Large LWR | Large LWR | Large LWR | Large LWR | Large LWR | Large LWR | Large LWR | Large LWR | Large LWR | Large LWR | Large LWR | Large LWR | Large LWR | Large LWR | 0 | 0 | 0 | SMR Gen IV | SAFR | SAFR | SAFR | SMR Gen IV | PRISM | PRISM | PRISM | SMR Gen IV | 0 | 0 | 0 | 0 | 0 | 0 | 0 | 0 | Large LWR | Large LWR | Large LWR | Large LWR | 0 | 0 | 0 | 0 | 0 | 0 | 0 | 0 | 0 | 0 | 0 | 0 | 0 | 0 | 0 | 0 | 0 | 0 | 0 | 0 | 0 | 0 | 0 | 0 | 0 | 0 | 0 | Gen-IV | SMR LWR | SMR LWR | SMR LWR | SMR LWR | 0 | 0 | 0 | 0 | 0 | 0 | 0 | 0 | 0 | 0 | 0 | 0 | 0 | 0 | 0 | 0 | 0 | 0 | 0 | 0 | 0 | 0 | 0 | 0 | 0 | 0 | 0 | 0 | 0 | 0 | 0 | 0 | 0 | 0 | 0 | 0 | 0 | 0 | 0 | 0 | 0 | 0 | 0 | 0 | 0 | 0 | 0 | 0 | 0 | 0 | 0 | 0 | 0 | 0 | 0 | 0 | 0 | 0 | 0 | 0 | 0 | 0 | 0 | 0 | Gen IV | Gen IV | Gen IV | Gen IV
[6 empty] | Estimate Type | 0 | 0 | 0 | 0 | 0 | 0 | 0 | 0 | 0 | 0 | 0 | 0 | 0 | 0 | 0 | 0 | 0 | 0 | 0 | 0 | 0 | 0 | 0 | 0 | 0 | 0 | 0 | 0 | 0 | 0 | 0 | 0 | ME | ME | ME | ME | BE | BE | BE | BE | ME | ME | ME | ME | BE | BE | BE | BE | ME | ME | ME | ME | BE | BE | BE | BE | ME | ME | ME | ME | BE | BE | BE | BE | BE | BE | BE | BE | BE | BE | BE | BE | BE | BE | BE | BE | 0 | 0 | 0 | 0 | 0 | 0 | 0 | 0 | 0 | 0 | 0 | 0 | 0 | 0 | 0 | 0 | 0 | 0 | 0 | 0 | 0 | 0 | 0 | 0 | 0 | 0 | 0 | 0 | 0 | 0 | 0 | 0 | 0 | 0 | 0 | 0 | 0 | 0 | 0 | 0 | 0 | 0 | 0 | 0 | 0 | 0 | 0 | 0 | 0 | 0 | 0 | BE | ME | ME | ME | ME | 0 | 0 | 0 | 0 | 0 | 0 | 0 | 0 | 0 | 0 | 0 | 0 | 0 | 0 | 0 | 0 | 0 | 0 | 0 | 0 | 0 | 0 | 0 | 0 | 0 | 0 | 0 | 0 | 0 | 0 | 0 | 0 | 0 | 0 | 0 | 0 | 0 | 0 | 0 | 0 | 0 | 0 | 0 | 0 | 0 | 0 | 0 | 0 | 0 | 0 | 0 | 0 | 0 | 0 | 0 | 0 | 0 | 0 | 0 | 0 | 0 | 0 | 0 | 0 | 0 | 0 | 0 | 0
[6 empty] | Power Block Size (MWe) | 0 | 0 | 0 | 0 | 0 | 0 | 0 | 0 | 0 | 0 | 0 | 0 | 0 | 0 | 0 | 0 | 0 | 0 | 0 | 0 | 0 | 0 | 0 | 0 | 0 | 0 | 0 | 0 | 0 | 0 | 0 | 0 | 0 | 0 | 0 | 0 | 0 | 0 | 0 | 0 | 0 | 0 | 0 | 0 | 0 | 0 | 0 | 0 | 0 | 0 | 0 | 0 | 0 | 0 | 0 | 0 | 0 | 0 | 0 | 0 | 0 | 0 | 0 | 0 | 0 | 0 | 0 | 0 | 0 | 0 | 0 | 0 | 0 | 0 | 0 | 0 | 0 | 0 | 0 | 0 | 0 | 0 | 0 | 0 | 0 | 0 | 0 | 0 | 0 | 0 | 0 | 0 | 0 | 0 | 0 | 0 | 0 | 0 | 0 | 0 | 165 | 165 | 165 | 165 | 311 | 311 | 311 | 311 | 622 | 622 | 622 | 622 | 1244 | 1244 | 1244 | 1244 | 2488 | 2488 | 2488 | 2488 | 3110 | 3110 | 3110 | 3110 | 0 | 0 | 0 | 300 MWth (VTR is not intended for elextricity production) | 0 | 0 | 0 | 0 | 0 | 0 | 0 | 0 | 0 | 0 | 0 | 0 | 0 | 0 | 0 | 0 | 0 | 0 | 0 | 0 | 0 | 0 | 0 | 0 | 0 | 0 | 0 | 0 | 0 | 0 | 0 | 0 | 0 | 0 | 0 | 0 | 0 | 0 | 0 | 0 | 0 | 0 | 0 | 0 | 0 | 0 | 0 | 0 | 0 | 0 | 0 | 0 | 0 | 0 | 0 | 0 | 0 | 0 | 0 | 0 | 0 | 0 | 0 | 0 | 0 | 0 | 0 | 0 | 1000 | 1000 | 1000 | 1000
[6 empty] | Data Grouping 4 | 0 | 0 | 0 | 0 | 0 | 0 | 0 | 0 | 0 | 0 | 0 | 0 | 0 | 0 | 0 | 0 | 0 | 0 | 0 | 0 | 0 | 0 | 0 | 0 | 0 | 0 | 0 | 0 | 0 | 0 | 0 | 0 | 0 | 0 | 0 | 0 | 0 | 0 | 0 | 0 | 0 | 0 | 0 | 0 | 0 | 0 | 0 | 0 | 0 | 0 | 0 | 0 | 0 | 0 | 0 | 0 | 0 | 0 | 0 | 0 | 0 | 0 | 0 | 0 | 0 | 0 | 0 | 0 | 0 | 0 | 0 | 0 | 0 | 0 | 0 | 0 | 0 | 0 | 0 | 0 | 0 | 0 | 0 | 0 | 0 | 0 | 0 | 0 | 0 | 0 | 0 | 0 | 0 | 0 | 0 | 0 | 0 | 0 | 0 | 0 | 0 | 0 | 0 | 0 | 0 | 0 | 0 | 0 | 0 | 0 | 0 | 0 | 0 | 0 | 0 | 0 | 0 | 0 | 0 | 0 | 0 | 0 | 0 | 0 | 0 | 0 | 0 | 0 | 0 | 0 | 0 | 0 | 0 | 0 | 0 | 0 | 0 | 0 | 0 | 0 | 0 | 0 | 0 | 0 | 0 | 0 | 0 | 0 | 0 | 0 | 0 | 0 | 0 | 0 | 0 | 0 | 0 | 0 | 0 | 0 | 0 | 0 | 0 | 0 | 0 | 0 | 0 | 0 | 0 | 0 | 0 | 0 | 0 | 0 | 0 | 0 | 0 | 0 | 0 | 0 | 0 | 0 | 0 | 0 | 0 | 0 | 0 | 0 | 0 | 0 | 0 | 0 | 0 | 0 | 0 | 0 | 0 | 0 | 0 | 0
[6 empty] | Estimate Complete? (Yes=1 ,No=0) | 1 | 1 | 1 | 1 | 1 | 1 | 1 | 1 | 1 | 1 | 1 | 1 | 1 | 1 | 1 | 1 | 1 | 1 | 1 | 1 | 1 | 1 | 1 | 1 | 1 | 1 | 1 | 1 | 1 | 1 | 1 | 1 | 0 | 0 | 0 | 1 | 0 | 0 | 0 | 1 | 0 | 0 | 0 | 0 | 0 | 0 | 0 | 1 | 0 | 0 | 0 | 0 | 0 | 0 | 0 | 1 | 1 | 1 | 1 | 1 | 1 | 1 | 1 | 1 | 1 | 1 | 1 | 1 | 1 | 1 | 1 | 1 | 1 | 1 | 1 | 1 | 0 | 0 | 0 | 1 | 1 | 1 | 1 | 1 | 1 | 1 | 1 | 1 | 1 | 1 | 1 | 1 | 1 | 1 | 1 | 1 | 0 | 0 | 0 | 0 | 1 | 1 | 1 | 1 | 1 | 1 | 1 | 1 | 1 | 1 | 1 | 1 | 1 | 1 | 1 | 1 | 1 | 1 | 1 | 1 | 1 | 1 | 1 | 1 | 0 | 0 | 0 | 0 | 1 | 1 | 1 | 1 | 1 | 1 | 1 | 1 | 1 | 1 | 1 | 1 | 1 | 1 | 1 | 0 | 0 | 0 | 0 | 0 | 0 | 0 | 0 | 0 | 0 | 0 | 0 | 1 | 0 | 0 | 0 | 0 | 1 | 1 | 1 | 0 | 1 | 1 | 1 | 0 | 1 | 1 | 1 | 1 | 1 | 1 | 1 | 0 | 1 | 1 | 1 | 0 | 1 | 1 | 1 | 1 | 1 | 1 | 1 | 0 | 1 | 1 | 1 | 0 | 1 | 1 | 1 | 1 | 0 | 0 | 0 | 0
[6 empty] | Deployment Type (FOAK,NOAK, # Deployment) | NOAK | NOAK | NOAK | NOAK | NOAK | NOAK | NOAK | NOAK | FOAK | FOAK | FOAK | FOAK | FOAK | FOAK | FOAK | FOAK | NOAK | NOAK | NOAK | NOAK | NOAK | NOAK | NOAK | NOAK | FOAK | FOAK | FOAK | FOAK | FOAK | FOAK | FOAK | FOAK | FOAK | FOAK | FOAK | FOAK | NOAK | NOAK | NOAK | NOAK | FOAK | FOAK | FOAK | FOAK | NOAK | NOAK | NOAK | NOAK | FOAK | FOAK | FOAK | BOAK | NOAK | NOAK | NOAK | NOAK | NOAK | NOAK | NOAK | FOAK | NOAK | NOAK | NOAK | NOAK | NOAK | NOAK | NOAK | NOAK | NOAK | NOAK | NOAK | NOAK | NOAK | NOAK | NOAK | NOAK | Commercial | Commercial | Commercial | FOAK | FOAK | FOAK | FOAK | FOAK | FOAK | FOAK | FOAK | FOAK | FOAK | FOAK | FOAK | NOAK | FOAK | FOAK | FOAK | NOAK | 0 | 0 | 0 | NOAK | FOAK | FOAK | FOAK | BOAK | BOAK | BOAK | BOAK | BOAK | BOAK | BOAK | BOAK | BOAK | BOAK | BOAK | BOAK | BOAK | BOAK | BOAK | BOAK | BOAK | BOAK | BOAK | BOAK | BOAK | 0 | 0 | 0 | FOAK | NOAK | NOAK | NOAK | NOAK | FOAK | FOAK | FOAK | FOAK | NOAK | NOAK | NOAK | NOAK | NOAK | NOAK | NOAK | NOAK | NOAK | NOAK | NOAK | NOAK | BOAK | BOAK | BOAK | BOAK | NOAK | NOAK | NOAK | NOAK | NOAK | NOAK | NOAK | NOAK | FOAK | FOAK | FOAK | FOAK | NOAK | NOAK | NOAK | FOAK | NOAK | NOAK | NOAK | NOAK | FOAK | FOAK | FOAK | FOAK | FOAK | FOAK | FOAK | FOAK | NOAK | NOAK | NOAK | NOAK | FOAK | FOAK | FOAK | FOAK | FOAK | FOAK | FOAK | FOAK | NOAK | NOAK | NOAK | NOAK | FOAK | FOAK | FOAK | FOAK
[6 empty] | Quantity of Reactors | 1 | 1 | 1 | 1 | 4 | 4 | 4 | 4 | 1 | 1 | 1 | 1 | 4 | 4 | 4 | 4 | 1 | 1 | 1 | 1 | 4 | 4 | 4 | 4 | 1 | 1 | 1 | 1 | 4 | 4 | 4 | 4 | 2 | 2 | 2 | 2 | 2 | 2 | 2 | 2 | 1 | 1 | 1 | 1 | 4 | 4 | 4 | 4 | 1 | 1 | 1 | 1 | 4 | 4 | 4 | 4 | 1 | 1 | 1 | 1 | 1 | 1 | 1 | 1 | 1 | 1 | 1 | 1 | 1 | 1 | 1 | 1 | 1 | 1 | 1 | 1 | 8 | 8 | 8 | 8 | 2 | 2 | 2 | 2 | 6 | 6 | 6 | 6 | 1 | 1 | 1 | 1 | 12 | 12 | 12 | 6 | 0 | 0 | 0 | 0 | 1 | 1 | 1 | 1 | 1 | 1 | 1 | 1 | 2 | 2 | 2 | 2 | 4 | 4 | 4 | 4 | 8 | 8 | 8 | 8 | 10 | 10 | 10 | 10 | 0 | 0 | 0 | 1 | 12 | 12 | 12 | 12 | 1 | 1 | 1 | 1 | 0 | 0 | 0 | 1 | 0 | 0 | 0 | 1 | 4 | 4 | 4 | 4 | 4 | 4 | 4 | 4 | 4 | 4 | 4 | 4 | 4 | 4 | 4 | 8 | 4 | 4 | 4 | 4 | 4 | 4 | 4 | 4 | 4 | 4 | 4 | 4 | 4 | 4 | 4 | 4 | 4 | 4 | 4 | 4 | 4 | 4 | 4 | 4 | 4 | 4 | 4 | 4 | 4 | 4 | 4 | 4 | 4 | 4 | 4 | 4 | 1 | 1 | 1 | 1
[6 empty] | Thermal Efficiency (%) | 0% | 0% | 0% | 45% | 40% | 40% | 40% | 45% | 40% | 40% | 40% | 45% | 40% | 40% | 40% | 45% | 40% | 40% | 40% | 45% | 40% | 40% | 40% | 45% | 40% | 40% | 40% | 45% | 40% | 40% | 40% | 45% | - | - | - | 33% | - | - | - | 33% | - | - | - | 40% | - | - | - | 40% | - | - | - | 40% | - | - | - | 40% | 33% | 33% | 33% | 33% | 33% | 33% | 33% | 33% | 33% | 33% | 33% | 33% | 33% | 33% | 33% | 33% | 33% | 33% | 33% | 33% | 0% | 0% | 0% | 40% | 0% | 0% | 0% | 40% | 0% | 0% | 0% | 40% | 0% | 0% | 0% | 33% | 0% | 0% | 0% | 33% | 0% | 0% | 0% | 0% | 0% | 0% | 0% | 35% | 0% | 0% | 0% | 35% | 0% | 0% | 0% | 35% | 0% | 0% | 0% | 35% | 0% | 0% | 0% | 35% | 0% | 0% | 0% | 35% | 0% | 0% | 0% | PRISM efficiency to compute Mwe | 45% | 45% | 45% | 33% | 38% | 38% | 38% | 38% | 45% | 45% | 45% | 45% | 4500% | 4500% | 4500% | 45% | 0% | 0% | 0% | 39.1% | 0% | 0% | 0% | 39.1% | 0% | 0% | 0% | 39.1% | 0% | 0% | 0% | 39.1% | 38.5% | 38.5% | 38.5% | 38.5% | 38.5% | 38.5% | 38.5% | 38.5% | 38.5% | 38.5% | 38.5% | 38.5% | 44.8% | 44.8% | 44.8% | 44.8% | 44.8% | 44.8% | 44.8% | 44.8% | 44.8% | 44.8% | 44.8% | 44.8% | 48.3% | 48.3% | 48.3% | 48.3% | 48.3% | 48.3% | 48.3% | 48.3% | 48.3% | 48.3% | 48.3% | 48.3% | 40% | 40% | 40% | 40%
[6 empty] | Reactor Size Per Unit (MWe) | 281 | 281 | 281 | 281 | 164 | 164 | 164 | 281 | 281 | 281 | 281 | 281 | 281 | 281 | 281 | 281 | 164 | 164 | 164 | 164 | 164 | 164 | 164 | 164 | 164 | 164 | 164 | 164 | 164 | 164 | 164 | 164 | 1100 | 1100 | 1100 | 1100 | 1100 | 1100 | 1100 | 1100 | 275 | 275 | 275 | 275 | 275 | 275 | 275 | 275 | 154 | 154 | 154 | 154 | 154 | 154 | 154 | 154 | 1144 | 1144 | 1144 | 1144 | 1144 | 1144 | 1144 | 1144 | 587 | 587 | 587 | 587 | 1144 | 1144 | 1144 | 1144 | 587 | 587 | 587 | 587 | 350 | 350 | 350 | 133 | 300 | 300 | 300 | 300 | 104 | 104 | 104 | 104 | 290 | 290 | 290 | 290 | 74 | 74 | 74 | 77 | 0 | 0 | 0 | 0 | 165 | 165 | 165 | 165 | 311 | 311 | 311 | 311 | 311 | 311 | 311 | 311 | 311 | 311 | 311 | 311 | 311 | 311 | 311 | 311 | 311 | 311 | 311 | 311 | 0 | 0 | 0 | VTR is not intended for elextricity production | 60 | 60 | 60 | 60 | 380 | 380 | 380 | 380 | 1500 | 1500 | 1500 | 1500 | 1500 | 1500 | 1500 | 1500 | 540 | 540 | 540 | 540 | 540 | 540 | 540 | 540 | 540 | 540 | 540 | 540 | 540 | 540 | 540 | 540 | 173.25 | 173.25 | 173.25 | 173.25 | 173.25 | 173.25 | 173.25 | 173.25 | 173.25 | 173.25 | 173.25 | 173.25 | 201.5 | 201.5 | 201.5 | 201.5 | 201.5 | 201.5 | 201.5 | 201.5 | 201.5 | 201.5 | 201.5 | 201.5 | 217.25 | 217.25 | 217.25 | 217.25 | 217.25 | 217.25 | 217.25 | 217.25 | 217.25 | 217.25 | 217.25 | 217.25 | #REF! | 0 | 0 | 0
[6 empty] | Reactor Outlet Temperature (ROT) | 750 | 750 | 750 | 750 | 750 | 750 | 750 | 750 | 750 | 750 | 750 | 750 | 750 | 750 | 750 | 750 | 750 | 750 | 750 | 750 | 750 | 750 | 750 | 750 | 750 | 750 | 750 | 750 | 750 | 750 | 750 | 750 | 0 | 0 | 0 | 0 | 0 | 0 | 0 | 0 | 0 | 0 | 0 | 0 | 0 | 0 | 0 | 0 | - | - | - | - | - | - | - | - | 0 | 0 | 0 | 618 | 0 | 0 | 0 | 618 | 0 | 0 | 0 | 618 | 618 | 618 | 618 | 618 | 618 | 618 | 618 | 618 | 0 | 0 | 0 | 1268 | 0 | 0 | 0 | 650 | 0 | 0 | 0 | 630 | 0 | 0 | 0 | 0 | 0 | 0 | 0 | 0 | 0 | 0 | 0 | 0 | 0 | 0 | 0 | 0 | 0 | 0 | 0 | 0 | 0 | 0 | 0 | 0 | 0 | 0 | 0 | 0 | 0 | 0 | 0 | 0 | 0 | 0 | 0 | 0 | 0 | 0 | 0 | 0 | - | - | - | - | 510 | 510 | 510 | 510 | 700C | 700C | 700C | 700 | 700C | 700C | 700C | 700 | 0 | 0 | 0 | 193 | 0 | 0 | 0 | 193 | 0 | 0 | 0 | 193 | 0 | 0 | 0 | 193 | 0 | 0 | 0 | 850 | 0 | 0 | 0 | 850 | 0 | 0 | 0 | 850 | 850 | 850 | 850 | 850 | 850 | 850 | 850 | 850 | 850 | 850 | 850 | 850 | 850 | 850 | 850 | 850 | 850 | 850 | 850 | 850 | 850 | 850 | 850 | 850 | 704 | 704 | 704 | 704
[6 empty] | Power Cycle | Yes | Yes | Yes | Yes | Yes | Yes | Yes | Yes | Yes | Yes | Yes | Yes | Yes | Yes | Yes | Yes | Yes | Yes | Yes | Yes | Yes | Yes | Yes | Yes | Yes | Yes | Yes | Yes | Yes | Yes | Yes | Yes | 0 | 0 | 0 | 0 | 0 | 0 | 0 | 0 | 0 | 0 | 0 | 0 | 0 | 0 | 0 | 0 | 0 | 0 | 0 | 0 | 0 | 0 | 0 | 0 | 0 | 0 | 0 | 0 | 0 | 0 | 0 | 0 | 0 | 0 | 0 | 0 | 0 | 0 | 0 | 0 | 0 | 0 | 0 | 0 | 0 | 0 | 0 | 0 | 0 | 0 | 0 | 0 | 0 | 0 | 0 | 0 | 0 | 0 | 0 | 0 | 0 | 0 | 0 | 0 | 0 | 0 | 0 | 0 | 0 | 0 | 0 | 0 | 0 | 0 | 0 | 0 | 0 | 0 | 0 | 0 | 0 | 0 | 0 | 0 | 0 | 0 | 0 | 0 | 0 | 0 | 0 | 0 | 0 | 0 | 0 | 0 | 0 | 0 | 0 | 0 | Rankine | Rankine | Rankine | Rankine | 0 | 0 | 0 | 0 | 0 | 0 | 0 | 0 | 0 | 0 | 0 | 0 | 0 | 0 | 0 | 0 | 0 | 0 | 0 | 0 | 0 | 0 | 0 | 0 | 0 | 0 | 0 | 0 | 0 | 0 | 0 | 0 | 0 | 0 | 0 | 0 | 0 | 0 | 0 | 0 | 0 | 0 | 0 | 0 | 0 | 0 | 0 | 0 | 0 | 0 | 0 | 0 | 0 | 0 | 0 | 0 | 0 | 0 | 0 | 0 | 0 | 0 | 0 | 0
[6 empty] | Power Cycle Type | Brayton | Brayton | Brayton | Brayton | Brayton | Brayton | Brayton | Brayton | Brayton | Brayton | Brayton | Brayton | Brayton | Brayton | Brayton | Brayton | Brayton | Brayton | Brayton | Brayton | Brayton | Brayton | Brayton | Brayton | Brayton | Brayton | Brayton | Brayton | Brayton | Brayton | Brayton | Brayton | 0% | 0% | 0% | 0% | 0% | 0% | 0% | 0% | 0% | 0% | 0% | 0% | 0% | 0% | 0% | 0% | 0% | 0% | 0% | 0% | 0% | 0% | 0% | 0% | 0% | 0% | 0% | 341700% | 0% | 0% | 0% | 0% | 0% | 0% | 0% | 0% | 0% | 0% | 0% | 0% | 0% | 0% | 0% | 0% | 0% | 0% | 0% | 0% | 0% | 0% | 0% | 0% | 0% | 0% | 0% | 0% | 0% | 0% | 0% | 0% | 0% | 0% | 0% | 0% | 0% | 0% | 0% | 0% | 0% | 0% | 0% | 0% | 0% | 0% | 0% | 0% | 0% | 0% | 0% | 0% | 0% | 0% | 0% | 0% | 0% | 0% | 0% | 0% | 0% | 0% | 0% | 0% | 0% | 0% | 0% | 0% | 0% | 0% | 0% | 0% | 0% | 0% | 0% | 0% | Rankine | Rankine | Rankine | Rankine | Rankine | Rankine | Rankine | Rankine | 0% | 0% | 0% | 0% | 0% | 0% | 0% | 0% | 0% | 0% | 0% | 0% | 0% | 0% | 0% | 0% | 0% | 0% | 0% | 0% | 0% | 0% | 0% | 0% | 0% | 0% | 0% | 0% | 0% | 0% | 0% | 0% | 0% | 0% | 0% | 0% | 0% | 0% | 0% | 0% | 0% | 0% | 0% | 0% | 0% | 0% | 0% | 0% | 0% | 0% | 0% | 0% | 0% | 0% | 0% | 0%
[6 empty] | Total Reactor Size (MWe) | 281 | 281 | 281 | 281 | 164 | 164 | 164 | 1124 | 281 | 281 | 281 | 281 | 1124 | 1124 | 1124 | 1124 | 164 | 164 | 164 | 164 | 656 | 656 | 656 | 656 | 164 | 164 | 164 | 164 | 656 | 656 | 656 | 656 | 2200 | 2200 | 2200 | 2200 | 2200 | 2200 | 2200 | 2200 | 275 | 275 | 275 | 275 | 1100 | 1100 | 1100 | 1100 | 154 | 154 | 154 | 154 | 616 | 616 | 616 | 616 | 1144 | 1144 | 1144 | 1144 | 1144 | 1144 | 1144 | 1144 | 1144 | 1144 | 1144 | 587 | 1144 | 1144 | 1144 | 1144 | 587 | 587 | 587 | 587 | 2800 | 2800 | 2800 | 1064 | 600 | 600 | 600 | 600 | 624 | 624 | 624 | 624 | 290 | 290 | 290 | 290 | 888 | 888 | 888 | 462 | 0 | 0 | 0 | 0 | 165 | 165 | 165 | 165 | 311 | 311 | 311 | 311 | 622 | 622 | 622 | 622 | 1244 | 1244 | 1244 | 1244 | 2488 | 2488 | 2488 | 2488 | 3110 | 3110 | 3110 | 3110 | 0 | 0 | 0 | VTR is not intended for elextricity production | 720 | 720 | 720 | 720 | 380 | 380 | 380 | 380 | 1500 | 1500 | 1500 | 1500 | 1500 | 1500 | 1500 | 1500 | 2160 | 2160 | 2160 | 2160 | 2160 | 2160 | 2160 | 2160 | 2160 | 2160 | 2160 | 2160 | 2160 | 2160 | 2160 | 2160 | 693 | 693 | 693 | 693 | 693 | 693 | 693 | 693 | 693 | 693 | 693 | 693 | 806 | 806 | 806 | 806 | 806 | 806 | 806 | 806 | 806 | 806 | 806 | 806 | 869 | 869 | 869 | 869 | 869 | 869 | 869 | 869 | 869 | 869 | 869 | 869 | 1000 | 1000 | 1000 | 1000
[6 empty] | Capacity Factor (%) | 0 | 0 | 0 | 0 | 0 | 0 | 0 | 0 | 0 | 0 | 0 | 0 | 0 | 0 | 0 | 0 | 0 | 0 | 0 | 0 | 0 | 0 | 0 | 0 | 0 | 0 | 0 | 0 | 0 | 0 | 0 | 0 | 0.85 | 0.85 | 0.85 | 0.85 | 0.85 | 0.85 | 0.85 | 0.85 | 0 | 0 | 0 | 0 | 0 | 0 | 0 | 0 | 0 | 0 | 0 | 0 | 0 | 0 | 0 | 0 | 0.95 | 0.95 | 0.95 | 0.95 | 0.95 | 0.95 | 0.95 | 0.95 | 0.95 | 0.95 | 0.95 | 0.95 | 0.95 | 0.95 | 0.95 | 0.95 | 0.95 | 0.95 | 0.95 | 0.95 | 0 | 0 | 0 | 0.72 | 0.72 | 0.72 | 0.72 | 0.75 | 0.72 | 0.72 | 0.72 | 0.72 | 0 | 0 | 0 | 0 | 0 | 0 | 0 | 0 | 0 | 0 | 0 | 0 | 0 | 0 | 0 | 0 | 0 | 0 | 0 | 0 | 0 | 0 | 0 | 0 | 0 | 0 | 0 | 0 | 0 | 0 | 0 | 0 | 0 | 0 | 0 | 0 | 0 | 0 | 0 | 0 | 0 | 0 | 0 | 0 | 0 | 0 | 0 | 0 | 0.92 | 0.92 | 0.92 | 0.92 | 0.92 | 0.92 | 0.92 | 0.92 | 0 | 0 | 0 | 0.8 | 0.8 | 0.8 | 0.8 | 0.8 | 0.8 | 0.8 | 0.8 | 0.8 | 0.8 | 0.8 | 0.8 | 0.8 | 0.86 | 0.86 | 0.86 | 0.78 | 0.86 | 0.86 | 0.86 | 0.81 | 0.86 | 0.86 | 0.86 | 0.84 | 0.78 | 0.78 | 0.78 | 0.78 | 0.81 | 0.81 | 0.81 | 0.81 | 0.84 | 0.84 | 0.84 | 0.84 | 0.78 | 0.78 | 0.78 | 0.78 | 0.81 | 0.81 | 0.81 | 0.81 | 0.84 | 0.84 | 0.84 | 0.84 | 75 | 75 | 75 | 75
[6 empty] | Source Dollar Year | 2009 | 2009 | 2009 | 2009 | 2009 | 2009 | 2009 | 2009 | 2009 | 2009 | 2009 | 2009 | 2009 | 2009 | 2009 | 2009 | 2009 | 2009 | 2009 | 2009 | 2009 | 2009 | 2009 | 2009 | 2009 | 2009 | 2009 | 2009 | 2009 | 2009 | 2009 | 2009 | 2017 | 2017 | 2017 | 2017 | 2017 | 2017 | 2017 | 2017 | 2017 | 2017 | 2017 | 2017 | 2017 | 2017 | 2017 | 2017 | 2017 | 2017 | 2017 | 2017 | 2017 | 2017 | 2017 | 2017 | 1987 | 1987 | 1987 | 1987 | 1987 | 1987 | 1987 | 1987 | 1987 | 1987 | 1987 | 1987 | 1987 | 1987 | 1987 | 1987 | 1987 | 1987 | 1987 | 1987 | 1988 | 1988 | 1988 | 1988 | 1988 | 1988 | 1988 | 1988 | 1988 | 1988 | 1988 | 1988 | 2023 | 2023 | 2023 | 2023 | 2022 | 2022 | 2022 | 2022 | 0 | 0 | 0 | 0 | 2023 | 2023 | 2023 | 2023 | 2023 | 2023 | 2023 | 2023 | 2023 | 2023 | 2023 | 2023 | 2023 | 2023 | 2023 | 2023 | 2023 | 2023 | 2023 | 2023 | 2023 | 2023 | 2023 | 2023 | 2020 | 2020 | 2020 | 2020 | 2015 | 2015 | 2015 | 2015 | 2017 | 2017 | 2017 | 2017 | 2011 | 2011 | 2011 | 2011 | 2011 | 2011 | 2011 | 2011 | 1987 | 1987 | 1987 | 1987 | 1987 | 1987 | 1987 | 1987 | 1987 | 1987 | 1987 | 1987 | 1987 | 1987 | 1987 | 1987 | 1992 | 1992 | 1992 | 1992 | 1992 | 1992 | 1992 | 1992 | 1992 | 1992 | 1992 | 1992 | 1992 | 1992 | 1992 | 1992 | 1992 | 1992 | 1992 | 1992 | 1992 | 1992 | 1992 | 1992 | 1992 | 1992 | 1992 | 1992 | 1992 | 1992 | 1992 | 1992 | 1992 | 1992 | 1992 | 1992 | 1978 | 1978 | 1978 | 1978
|  | Levels |  |  |  | Unit | $ | $ | $ | $ | $ | $ | $ | $ | $ | $ | $ | $ | $ | $ | $ | $ | $ | $ | $ | $ | $ | $ | $ | $ | $ | $ | $ | $ | $ | $ | $ | $ | $ | $ | $ | $ | $ | $ | $ | $ | $ | $ | $ | $ | $ | $ | $ | $ | $ | $ | $ | $ | $ | $ | $ | $ | $ | $ | $ | $ | $ | $ | $ | $ | $ | $ | $ | $ | $ | $ | $ | $ | $ | $ | $ | $ | $ | $ | $ | $ | $ | $ | $ | $ | $ | $ | $ | $ | $ | $ | $ | $ | $ | $ | $ | $ | 0 | 0 | 0 | 0 | $ | $ | $ | $ | $ | $ | $ | $ | $ | $ | $ | $ | $ | $ | $ | $ | $ | $ | $ | $ | $ | $ | $ | $ | $ | $ | $ | $ | $ | $ | $ | $ | $ | $ | $ | $ | $ | $ | $ | $ | $ | $ | $ | $ | $ | $ | $ | $ | $ | $ | $ | $ | $ | $ | $ | $ | $ | $ | $ | $ | $ | $ | $ | $ | $ | $ | $ | $ | $ | $ | $ | $ | $ | $ | $ | $ | $ | $ | $ | $ | $ | $ | $ | $ | $ | $ | $ | $ | $ | $ | $ | $ | $ | $ | $ | $ | $ | $ | $ | $
| All | 1 | 2 | 3 | 4+ | Account Title | Factory Equipment Costs (2022 USD) | Site Labor Cost (2022 USD) | Site Material Cost (2022 USD) | Total Costs (2022 USD) | Factory Equipment Costs (2022 USD) | Site Labor Cost (2022 USD) | Site Material Cost (2022 USD) | Total Costs (2022 USD) | Factory Equipment Costs (2022 USD) | Site Labor Cost (2022 USD) | Site Material Cost (2022 USD) | Total Costs (2022 USD) | Factory Equipment Costs (2022 USD) | Site Labor Cost (2022 USD) | Site Material Cost (2022 USD) | Total Costs (2022 USD) | Factory Equipment Costs (2022 USD) | Site Labor Cost (2022 USD) | Site Material Cost (2022 USD) | Total Costs (2022 USD) | Factory Equipment Costs (2022 USD) | Site Labor Cost (2022 USD) | Site Material Cost (2022 USD) | Total Costs (2022 USD) | Factory Equipment Costs (2022 USD) | Site Labor Cost (2022 USD) | Site Material Cost (2022 USD) | Total Costs (2022 USD) | Factory Equipment Costs (2022 USD) | Site Labor Cost (2022 USD) | Site Material Cost (2022 USD) | Total Costs (2022 USD) | Factory Equipment Costs (2022 USD) | Site Labor Cost (2022 USD) | Site Material Cost (2022 USD) | Total Costs (2022 USD) | Factory Equipment Costs (2022 USD) | Site Labor Cost (2022 USD) | Site Material Cost (2022 USD) | Total Costs (2022 USD) | Factory Equipment Costs (2022 USD) | Site Labor Cost (2022 USD) | Site Material Cost (2022 USD) | Total Costs (2022 USD) | Factory Equipment Costs (2022 USD) | Site Labor Cost (2022 USD) | Site Material Cost (2022 USD) | Total Costs (2022 USD) | Factory Equipment Costs (2022 USD) | Site Labor Cost (2022 USD) | Site Material Cost (2022 USD) | Total Costs (2022 USD) | Factory Equipment Costs (2022 USD) | Site Labor Cost (2022 USD) | Site Material Cost (2022 USD) | Total Costs (2022 USD) | Factory Equipment Costs (2022 USD) | Site Labor Cost (2022 USD) | Site Material Cost (2022 USD) | Total Costs (2022 USD) | Factory Equipment Costs (2022 USD) | Site Labor Cost (2022 USD) | Site Material Cost (2022 USD) | Total Costs (2022 USD) | Factory Equipment Costs (2022 USD) | Site Labor Cost (2022 USD) | Site Material Cost (2022 USD) | Total Costs (2022 USD) | Factory Equipment Costs (2022 USD) | Site Labor Cost (2022 USD) | Site Material Cost (2022 USD) | Total Costs (2022 USD) | Factory Equipment Costs (2022 USD) | Site Labor Cost (2022 USD) | Site Material Cost (2022 USD) | Total Costs (2022 USD) | Factory Equipment Costs (2022 USD) | Site Labor Cost (2022 USD) | Site Material Cost (2022 USD) | Total Costs (2022 USD) | Factory Equipment Costs (2022 USD) | Site Labor Cost (2022 USD) | Site Material Cost (2022 USD) | Total Costs (2022 USD) | Factory Equipment Costs (2022 USD) | Site Labor Cost (2022 USD) | Site Material Cost (2022 USD) | Total Costs (2022 USD) | Factory Equipment Costs (2022 USD) | Site Labor Cost (2022 USD) | Site Material Cost (2022 USD) | Total Costs (2022 USD) | Factory Equipment Costs (2022 USD) | Site Labor Cost (2022 USD) | Site Material Cost (2022 USD) | Total Costs (2022 USD) | Factory Equipment Costs (2022 USD) | Site Labor Cost (2022 USD) | Site Material Cost (2022 USD) | Total Costs (2022 USD) | Factory Equipment Costs (2022 USD) | Site Labor Cost (2022 USD) | Site Material Cost (2022 USD) | Total Costs (2022 USD) | Factory Equipment Costs (2022 USD) | Site Labor Cost (2022 USD) | Site Material Cost (2022 USD) | Total Costs (2022 USD) | Factory Equipment Costs (2022 USD) | Site Labor Cost (2022 USD) | Site Material Cost (2022 USD) | Total Costs (2022 USD) | Factory Equipment Costs (2022 USD) | Site Labor Cost (2022 USD) | Site Material Cost (2022 USD) | Total Costs (2022 USD) | Factory Equipment Costs (2022 USD) | Site Labor Cost (2022 USD) | Site Material Cost (2022 USD) | Total Costs (2022 USD) | Factory Equipment Costs (2022 USD) | Site Labor Cost (2022 USD) | Site Material Cost (2022 USD) | Total Costs (2022 USD) | Factory Equipment Costs (2022 USD) | Site Labor Cost (2022 USD) | Site Material Cost (2022 USD) | Total Costs (2022 USD) | Factory Equipment Costs (2022 USD) | Site Labor Cost (2022 USD) | Site Material Cost (2022 USD) | Total Costs (2022 USD) | Factory Equipment Costs (2022 USD) | Site Labor Cost (2022 USD) | Site Material Cost (2022 USD) | Total Costs (2022 USD) | Factory Equipment Costs (2022 USD) | Site Labor Cost (2022 USD) | Site Material Cost (2022 USD) | Total Costs (2022 USD) | Factory Equipment Costs (2022 USD) | Site Labor Cost (2022 USD) | Site Material Cost (2022 USD) | Total Costs (2022 USD) | Factory Equipment Costs (2022 USD) | Site Labor Cost (2022 USD) | Site Material Cost (2022 USD) | Total Costs (2022 USD) | Factory Equipment Costs (2022 USD) | Site Labor Cost (2022 USD) | Site Material Cost (2022 USD) | Total Costs (2022 USD) | Factory Equipment Costs (2022 USD) | Site Labor Cost (2022 USD) | Site Material Cost (2022 USD) | Total Costs (2022 USD) | Factory Equipment Costs (2022 USD) | Site Labor Cost (2022 USD) | Site Material Cost (2022 USD) | Total Costs (2022 USD) | Factory Equipment Costs (2022 USD) | Site Labor Cost (2022 USD) | Site Material Cost (2022 USD) | Total Costs (2022 USD) | Factory Equipment Costs (2022 USD) | Site Labor Cost (2022 USD) | Site Material Cost (2022 USD) | Total Costs (2022 USD) | Factory Equipment Costs (2022 USD) | Site Labor Cost (2022 USD) | Site Material Cost (2022 USD) | Total Costs (2022 USD) | Factory Equipment Costs (2022 USD) | Site Labor Cost (2022 USD) | Site Material Cost (2022 USD) | Total Costs (2022 USD) | Factory Equipment Costs (2022 USD) | Site Labor Cost (2022 USD) | Site Material Cost (2022 USD) | Total Costs (2022 USD) | Factory Equipment Costs (2022 USD) | Site Labor Cost (2022 USD) | Site Material Cost (2022 USD) | Total Costs (2022 USD) | Factory Equipment Costs (2022 USD) | Site Labor Cost (2022 USD) | Site Material Cost (2022 USD) | Total Costs (2022 USD) | Factory Equipment Costs (2022 USD) | Site Labor Cost (2022 USD) | Site Material Cost (2022 USD) | Total Costs (2022 USD) | Factory Equipment Costs (2022 USD) | Site Labor Cost (2022 USD) | Site Material Cost (2022 USD) | Total Costs (2022 USD) | Factory Equipment Costs (2022 USD) | Site Labor Cost (2022 USD) | Site Material Cost (2022 USD) | Total Costs (2022 USD)
10 | 10 | 10 |  |  |  | Capitalized Pre-Construction Costs | 0 | 0 | 0 | 76500000 | 0 | 0 | 0 | 91000000 | 0 | 0 | 0 | 89500000 | 0 | 0 | 0 | 104000000 | 0 | 0 | 0 | 76500000 | 0 | 0 | 0 | 91000000 | 0 | 0 | 0 | 89500000 | 0 | 0 | 0 | 104000000 | 0 | 0 | 0 | 0 | 0 | 0 | 0 | 0 | 0 | 0 | 0 | 0 | 0 | 0 | 0 | 0 | 0 | 0 | 0 | 0 | 0 | 0 | 0 | 0 | 0 | 0 | 15982000 | 15982000 | 0 | 0 | 11315000 | 11315000 | 0 | 0 | 6764000 | 6764000 | 0 | 0 | 10385000 | 10385000 | 0 | 0 | 6269000 | 6269000 | 0 | 0 | 0 | 0 | 0 | 0 | 0 | 0 | 0 | 0 | 0 | 0 | 0 | 0 | 0 | 0 | 0 | 0 | 0 | 0 | 0 | 0 | 0 | 0 | 0 | 0 | 0 | 78492125.4355 | 0 | 0 | 0 | 94789878.0485 | 0 | 0 | 0 | 129550576.1653 | 0 | 0 | 0 | 199160897.4811 | 0 | 0 | 0 | 338332533.6355 | 0 | 0 | 0 | 407957223.5871 | 0 | 0 | 0 | 25812500 | 0 | 0 | 0 | 0 | 0 | 0 | 0 | 0 | 0 | 0 | 0 | 6000000 | 0 | 0 | 0 | 6000000 | 0 | 0 | 0 | 12567000 | 0 | 0 | 0 | 11835000 | 0 | 0 | 0 | 11250000 | 0 | 0 | 0 | 22162000 | 0 | 0 | 0 | 1997622 | 0 | 0 | 0 | 1769796 | 0 | 0 | 0 | 1746101 | 0 | 0 | 0 | 2064483 | 0 | 0 | 0 | 1835885 | 0 | 0 | 0 | 1813428 | 0 | 0 | 0 | 1230707 | 0 | 0 | 0 | 1001166 | 0 | 0 | 0 | 974757 | 0 | 0 | 0 | 0
10 | 11 |  | 11 |  |  | Land and Land Rights | 0 | 0 | 0 | 5000000 | 0 | 0 | 0 | 10000000 | 0 | 0 | 0 | 5000000 | 0 | 0 | 0 | 10000000 | 0 | 0 | 0 | 5000000 | 0 | 0 | 0 | 10000000 | 0 | 0 | 0 | 5000000 | 0 | 0 | 0 | 10000000 | 0 | 0 | 0 | 0 | 0 | 0 | 0 | 0 | 0 | 0 | 0 | 0 | 0 | 0 | 0 | 0 | 0 | 0 | 0 | 0 | 0 | 0 | 0 | 0 | 0 | 0 | 0 | 0 | 0 | 0 | 0 | 0 | 0 | 0 | 0 | 0 | 0 | 0 | 0 | 0 | 0 | 0 | 0 | 0 | 0 | 0 | 0 | 0 | 0 | 0 | 0 | 0 | 0 | 0 | 0 | 0 | 0 | 0 | 0 | 0 | 0 | 0 | 0 | 0 | 0 | 0 | 0 | 0 | 0 | 0 | 0 | 11000000 | 0 | 0 | 0 | 11000000 | 0 | 0 | 0 | 11000000 | 0 | 0 | 0 | 11000000 | 0 | 0 | 0 | 11000000 | 0 | 0 | 0 | 11000000 | 0 | 0 | 0 | 0 | 0 | 0 | 0 | 0 | 0 | 0 | 0 | 0 | 0 | 0 | 0 | 6000000 | 0 | 0 | 0 | 6000000 | 0 | 0 | 0 | 0 | 0 | 0 | 0 | 0 | 0 | 0 | 0 | 0 | 0 | 0 | 0 | 0 | 0 | 0 | 0 | 0 | 0 | 0 | 0 | 0 | 0 | 0 | 0 | 0 | 0 | 0 | 0 | 0 | 0 | 0 | 0 | 0 | 0 | 0 | 0 | 0 | 0 | 0 | 0 | 0 | 0 | 0 | 0 | 0 | 0 | 0 | 0 | 0 | 0 | 0 | 0 | 0
10 | 12 |  | 12 |  |  | Site Permits | 0 | 0 | 0 | 0 | 0 | 0 | 0 | 0 | 0 | 0 | 0 | 0 | 0 | 0 | 0 | 0 | 0 | 0 | 0 | 0 | 0 | 0 | 0 | 0 | 0 | 0 | 0 | 0 | 0 | 0 | 0 | 0 | 0 | 0 | 0 | 0 | 0 | 0 | 0 | 0 | 0 | 0 | 0 | 0 | 0 | 0 | 0 | 0 | 0 | 0 | 0 | 0 | 0 | 0 | 0 | 0 | 0 | 0 | 15982000 | 15982000 | 0 | 0 | 11315000 | 11315000 | 0 | 0 | 6764000 | 6764000 | 0 | 0 | 10385000 | 10385000 | 0 | 0 | 6269000 | 6269000 | 0 | 0 | 0 | 0 | 0 | 0 | 0 | 0 | 0 | 0 | 0 | 0 | 0 | 0 | 0 | 0 | 0 | 0 | 0 | 0 | 0 | 0 | 0 | 0 | 0 | 0 | 0 | 1332866.8159 | 0 | 0 | 0 | 1598890.7522 | 0 | 0 | 0 | 2210964.8947 | 0 | 0 | 0 | 3509217.4147 | 0 | 0 | 0 | 6064883.7238 | 0 | 0 | 0 | 7375110.107 | 0 | 0 | 0 | 700000 | 0 | 0 | 0 | 0 | 0 | 0 | 0 | 0 | 0 | 0 | 0 | 0 | 0 | 0 | 0 | 0 | 0 | 0 | 0 | 12567000 | 0 | 0 | 0 | 11835000 | 0 | 0 | 0 | 11250000 | 0 | 0 | 0 | 22162000 | 0 | 0 | 0 | 1997622 | 0 | 0 | 0 | 1769796 | 0 | 0 | 0 | 1746101 | 0 | 0 | 0 | 2064483 | 0 | 0 | 0 | 1835885 | 0 | 0 | 0 | 1813428 | 0 | 0 | 0 | 1230707 | 0 | 0 | 0 | 1001166 | 0 | 0 | 0 | 974757 | 0 | 0 | 0 | 0
10 | 121 |  |  | 121 |  | Federal | 0 | 0 | 0 | 0 | 0 | 0 | 0 | 0 | 0 | 0 | 0 | 0 | 0 | 0 | 0 | 0 | 0 | 0 | 0 | 0 | 0 | 0 | 0 | 0 | 0 | 0 | 0 | 0 | 0 | 0 | 0 | 0 | 0 | 0 | 0 | 0 | 0 | 0 | 0 | 0 | 0 | 0 | 0 | 0 | 0 | 0 | 0 | 0 | 0 | 0 | 0 | 0 | 0 | 0 | 0 | 0 | 0 | 0 | 0 | 0 | 0 | 0 | 0 | 0 | 0 | 0 | 0 | 0 | 0 | 0 | 0 | 0 | 0 | 0 | 0 | 0 | 0 | 0 | 0 | 0 | 0 | 0 | 0 | 0 | 0 | 0 | 0 | 0 | 0 | 0 | 0 | 0 | 0 | 0 | 0 | 0 | 0 | 0 | 0 | 0 | 0 | 0 | 0 | 0 | 0 | 0 | 0 | 0 | 0 | 0 | 0 | 0 | 0 | 0 | 0 | 0 | 0 | 0 | 0 | 0 | 0 | 0 | 0 | 0 | 0 | 0 | 0 | 0 | 0 | 0 | 0 | 0 | 0 | 0 | 0 | 0 | 0 | 0 | 0 | 0 | 0 | 0 | 0 | 0 | 0 | 0 | 0 | 0 | 0 | 0 | 0 | 0 | 0 | 0 | 0 | 0 | 0 | 0 | 0 | 0 | 0 | 0 | 0 | 0 | 0 | 0 | 0 | 0 | 0 | 0 | 0 | 0 | 0 | 0 | 0 | 0 | 0 | 0 | 0 | 0 | 0 | 0 | 0 | 0 | 0 | 0 | 0 | 0 | 0 | 0 | 0 | 0 | 0 | 0 | 0 | 0 | 0 | 0 | 0 | 0
10 | 122 |  |  | 122 |  | State | 0 | 0 | 0 | 0 | 0 | 0 | 0 | 0 | 0 | 0 | 0 | 0 | 0 | 0 | 0 | 0 | 0 | 0 | 0 | 0 | 0 | 0 | 0 | 0 | 0 | 0 | 0 | 0 | 0 | 0 | 0 | 0 | 0 | 0 | 0 | 0 | 0 | 0 | 0 | 0 | 0 | 0 | 0 | 0 | 0 | 0 | 0 | 0 | 0 | 0 | 0 | 0 | 0 | 0 | 0 | 0 | 0 | 0 | 0 | 0 | 0 | 0 | 0 | 0 | 0 | 0 | 0 | 0 | 0 | 0 | 0 | 0 | 0 | 0 | 0 | 0 | 0 | 0 | 0 | 0 | 0 | 0 | 0 | 0 | 0 | 0 | 0 | 0 | 0 | 0 | 0 | 0 | 0 | 0 | 0 | 0 | 0 | 0 | 0 | 0 | 0 | 0 | 0 | 0 | 0 | 0 | 0 | 0 | 0 | 0 | 0 | 0 | 0 | 0 | 0 | 0 | 0 | 0 | 0 | 0 | 0 | 0 | 0 | 0 | 0 | 0 | 0 | 0 | 0 | 0 | 0 | 0 | 0 | 0 | 0 | 0 | 0 | 0 | 0 | 0 | 0 | 0 | 0 | 0 | 0 | 0 | 0 | 0 | 0 | 0 | 0 | 0 | 0 | 0 | 0 | 0 | 0 | 0 | 0 | 0 | 0 | 0 | 0 | 0 | 0 | 0 | 0 | 0 | 0 | 0 | 0 | 0 | 0 | 0 | 0 | 0 | 0 | 0 | 0 | 0 | 0 | 0 | 0 | 0 | 0 | 0 | 0 | 0 | 0 | 0 | 0 | 0 | 0 | 0 | 0 | 0 | 0 | 0 | 0 | 0
10 | 123 |  |  | 123 |  | Local | 0 | 0 | 0 | 0 | 0 | 0 | 0 | 0 | 0 | 0 | 0 | 0 | 0 | 0 | 0 | 0 | 0 | 0 | 0 | 0 | 0 | 0 | 0 | 0 | 0 | 0 | 0 | 0 | 0 | 0 | 0 | 0 | 0 | 0 | 0 | 0 | 0 | 0 | 0 | 0 | 0 | 0 | 0 | 0 | 0 | 0 | 0 | 0 | 0 | 0 | 0 | 0 | 0 | 0 | 0 | 0 | 0 | 0 | 0 | 0 | 0 | 0 | 0 | 0 | 0 | 0 | 0 | 0 | 0 | 0 | 0 | 0 | 0 | 0 | 0 | 0 | 0 | 0 | 0 | 0 | 0 | 0 | 0 | 0 | 0 | 0 | 0 | 0 | 0 | 0 | 0 | 0 | 0 | 0 | 0 | 0 | 0 | 0 | 0 | 0 | 0 | 0 | 0 | 0 | 0 | 0 | 0 | 0 | 0 | 0 | 0 | 0 | 0 | 0 | 0 | 0 | 0 | 0 | 0 | 0 | 0 | 0 | 0 | 0 | 0 | 0 | 0 | 0 | 0 | 0 | 0 | 0 | 0 | 0 | 0 | 0 | 0 | 0 | 0 | 0 | 0 | 0 | 0 | 0 | 0 | 0 | 0 | 0 | 0 | 0 | 0 | 0 | 0 | 0 | 0 | 0 | 0 | 0 | 0 | 0 | 0 | 0 | 0 | 0 | 0 | 0 | 0 | 0 | 0 | 0 | 0 | 0 | 0 | 0 | 0 | 0 | 0 | 0 | 0 | 0 | 0 | 0 | 0 | 0 | 0 | 0 | 0 | 0 | 0 | 0 | 0 | 0 | 0 | 0 | 0 | 0 | 0 | 0 | 0 | 0
10 | 13 |  | 13 |  |  | Plant Licensing | 0 | 0 | 0 | 50000000 | 0 | 0 | 0 | 55000000 | 0 | 0 | 0 | 63000000 | 0 | 0 | 0 | 68000000 | 0 | 0 | 0 | 50000000 | 0 | 0 | 0 | 55000000 | 0 | 0 | 0 | 63000000 | 0 | 0 | 0 | 68000000 | 0 | 0 | 0 | 0 | 0 | 0 | 0 | 0 | 0 | 0 | 0 | 0 | 0 | 0 | 0 | 0 | 0 | 0 | 0 | 0 | 0 | 0 | 0 | 0 | 0 | 0 | 0 | 0 | 0 | 0 | 0 | 0 | 0 | 0 | 0 | 0 | 0 | 0 | 0 | 0 | 0 | 0 | 0 | 0 | 0 | 0 | 0 | 0 | 0 | 0 | 0 | 0 | 0 | 0 | 0 | 0 | 0 | 0 | 0 | 0 | 0 | 0 | 0 | 0 | 0 | 0 | 0 | 0 | 0 | 0 | 0 | 12932868.8672 | 0 | 0 | 0 | 24382988.4375 | 0 | 0 | 0 | 48765976.875 | 0 | 0 | 0 | 97531953.75 | 0 | 0 | 0 | 195063907.5 | 0 | 0 | 0 | 243829884.375 | 0 | 0 | 0 | 0 | 0 | 0 | 0 | 0 | 0 | 0 | 0 | 0 | 0 | 0 | 0 | 0 | 0 | 0 | 0 | 0 | 0 | 0 | 0 | 0 | 0 | 0 | 0 | 0 | 0 | 0 | 0 | 0 | 0 | 0 | 0 | 0 | 0 | 0 | 0 | 0 | 0 | 0 | 0 | 0 | 0 | 0 | 0 | 0 | 0 | 0 | 0 | 0 | 0 | 0 | 0 | 0 | 0 | 0 | 0 | 0 | 0 | 0 | 0 | 0 | 0 | 0 | 0 | 0 | 0 | 0 | 0 | 0 | 0 | 0 | 0 | 0
10 | 131 |  |  | 131 |  | Preapplication | 0 | 0 | 0 | 15000000 | 0 | 0 | 0 | 15000000 | 0 | 0 | 0 | 15000000 | 0 | 0 | 0 | 15000000 | 0 | 0 | 0 | 15000000 | 0 | 0 | 0 | 15000000 | 0 | 0 | 0 | 15000000 | 0 | 0 | 0 | 15000000 | 0 | 0 | 0 | 0 | 0 | 0 | 0 | 0 | 0 | 0 | 0 | 0 | 0 | 0 | 0 | 0 | 0 | 0 | 0 | 0 | 0 | 0 | 0 | 0 | 0 | 0 | 0 | 0 | 0 | 0 | 0 | 0 | 0 | 0 | 0 | 0 | 0 | 0 | 0 | 0 | 0 | 0 | 0 | 0 | 0 | 0 | 0 | 0 | 0 | 0 | 0 | 0 | 0 | 0 | 0 | 0 | 0 | 0 | 0 | 0 | 0 | 0 | 0 | 0 | 0 | 0 | 0 | 0 | 0 | 0 | 0 | 0 | 0 | 0 | 0 | 0 | 0 | 0 | 0 | 0 | 0 | 0 | 0 | 0 | 0 | 0 | 0 | 0 | 0 | 0 | 0 | 0 | 0 | 0 | 0 | 0 | 0 | 0 | 0 | 0 | 0 | 0 | 0 | 0 | 0 | 0 | 0 | 0 | 0 | 0 | 0 | 0 | 0 | 0 | 0 | 0 | 0 | 0 | 0 | 0 | 0 | 0 | 0 | 0 | 0 | 0 | 0 | 0 | 0 | 0 | 0 | 0 | 0 | 0 | 0 | 0 | 0 | 0 | 0 | 0 | 0 | 0 | 0 | 0 | 0 | 0 | 0 | 0 | 0 | 0 | 0 | 0 | 0 | 0 | 0 | 0 | 0 | 0 | 0 | 0 | 0 | 0 | 0 | 0 | 0 | 0 | 0 | 0
10 | 132 |  |  | 132 |  | Preparation | 0 | 0 | 0 | 23000000 | 0 | 0 | 0 | 28000000 | 0 | 0 | 0 | 23000000 | 0 | 0 | 0 | 28000000 | 0 | 0 | 0 | 23000000 | 0 | 0 | 0 | 28000000 | 0 | 0 | 0 | 23000000 | 0 | 0 | 0 | 28000000 | 0 | 0 | 0 | 0 | 0 | 0 | 0 | 0 | 0 | 0 | 0 | 0 | 0 | 0 | 0 | 0 | 0 | 0 | 0 | 0 | 0 | 0 | 0 | 0 | 0 | 0 | 0 | 0 | 0 | 0 | 0 | 0 | 0 | 0 | 0 | 0 | 0 | 0 | 0 | 0 | 0 | 0 | 0 | 0 | 0 | 0 | 0 | 0 | 0 | 0 | 0 | 0 | 0 | 0 | 0 | 0 | 0 | 0 | 0 | 0 | 0 | 0 | 0 | 0 | 0 | 0 | 0 | 0 | 0 | 0 | 0 | 0 | 0 | 0 | 0 | 0 | 0 | 0 | 0 | 0 | 0 | 0 | 0 | 0 | 0 | 0 | 0 | 0 | 0 | 0 | 0 | 0 | 0 | 0 | 0 | 0 | 0 | 0 | 0 | 0 | 0 | 0 | 0 | 0 | 0 | 0 | 0 | 0 | 0 | 0 | 0 | 0 | 0 | 0 | 0 | 0 | 0 | 0 | 0 | 0 | 0 | 0 | 0 | 0 | 0 | 0 | 0 | 0 | 0 | 0 | 0 | 0 | 0 | 0 | 0 | 0 | 0 | 0 | 0 | 0 | 0 | 0 | 0 | 0 | 0 | 0 | 0 | 0 | 0 | 0 | 0 | 0 | 0 | 0 | 0 | 0 | 0 | 0 | 0 | 0 | 0 | 0 | 0 | 0 | 0 | 0 | 0 | 0
10 | 133 |  |  | 133 |  | Regulatory Review | 0 | 0 | 0 | 12000000 | 0 | 0 | 0 | 12000000 | 0 | 0 | 0 | 25000000 | 0 | 0 | 0 | 25000000 | 0 | 0 | 0 | 12000000 | 0 | 0 | 0 | 12000000 | 0 | 0 | 0 | 25000000 | 0 | 0 | 0 | 25000000 | 0 | 0 | 0 | 0 | 0 | 0 | 0 | 0 | 0 | 0 | 0 | 0 | 0 | 0 | 0 | 0 | 0 | 0 | 0 | 0 | 0 | 0 | 0 | 0 | 0 | 0 | 0 | 0 | 0 | 0 | 0 | 0 | 0 | 0 | 0 | 0 | 0 | 0 | 0 | 0 | 0 | 0 | 0 | 0 | 0 | 0 | 0 | 0 | 0 | 0 | 0 | 0 | 0 | 0 | 0 | 0 | 0 | 0 | 0 | 0 | 0 | 0 | 0 | 0 | 0 | 0 | 0 | 0 | 0 | 0 | 0 | 0 | 0 | 0 | 0 | 0 | 0 | 0 | 0 | 0 | 0 | 0 | 0 | 0 | 0 | 0 | 0 | 0 | 0 | 0 | 0 | 0 | 0 | 0 | 0 | 0 | 0 | 0 | 0 | 0 | 0 | 0 | 0 | 0 | 0 | 0 | 0 | 0 | 0 | 0 | 0 | 0 | 0 | 0 | 0 | 0 | 0 | 0 | 0 | 0 | 0 | 0 | 0 | 0 | 0 | 0 | 0 | 0 | 0 | 0 | 0 | 0 | 0 | 0 | 0 | 0 | 0 | 0 | 0 | 0 | 0 | 0 | 0 | 0 | 0 | 0 | 0 | 0 | 0 | 0 | 0 | 0 | 0 | 0 | 0 | 0 | 0 | 0 | 0 | 0 | 0 | 0 | 0 | 0 | 0 | 0 | 0 | 0
10 | 14 |  | 14 |  |  | Plant Permits | 0 | 0 | 0 | 3000000 | 0 | 0 | 0 | 3000000 | 0 | 0 | 0 | 3000000 | 0 | 0 | 0 | 3000000 | 0 | 0 | 0 | 3000000 | 0 | 0 | 0 | 3000000 | 0 | 0 | 0 | 3000000 | 0 | 0 | 0 | 3000000 | 0 | 0 | 0 | 0 | 0 | 0 | 0 | 0 | 0 | 0 | 0 | 0 | 0 | 0 | 0 | 0 | 0 | 0 | 0 | 0 | 0 | 0 | 0 | 0 | 0 | 0 | 0 | 0 | 0 | 0 | 0 | 0 | 0 | 0 | 0 | 0 | 0 | 0 | 0 | 0 | 0 | 0 | 0 | 0 | 0 | 0 | 0 | 0 | 0 | 0 | 0 | 0 | 0 | 0 | 0 | 0 | 0 | 0 | 0 | 0 | 0 | 0 | 0 | 0 | 0 | 0 | 0 | 0 | 0 | 0 | 0 | 12679166.6667 | 0 | 0 | 0 | 12679166.6667 | 0 | 0 | 0 | 12679166.6667 | 0 | 0 | 0 | 12679166.6667 | 0 | 0 | 0 | 12679166.6667 | 0 | 0 | 0 | 12679166.6667 | 0 | 0 | 0 | 0 | 0 | 0 | 0 | 0 | 0 | 0 | 0 | 0 | 0 | 0 | 0 | 0 | 0 | 0 | 0 | 0 | 0 | 0 | 0 | 0 | 0 | 0 | 0 | 0 | 0 | 0 | 0 | 0 | 0 | 0 | 0 | 0 | 0 | 0 | 0 | 0 | 0 | 0 | 0 | 0 | 0 | 0 | 0 | 0 | 0 | 0 | 0 | 0 | 0 | 0 | 0 | 0 | 0 | 0 | 0 | 0 | 0 | 0 | 0 | 0 | 0 | 0 | 0 | 0 | 0 | 0 | 0 | 0 | 0 | 0 | 0 | 0
10 | 15 |  | 15 |  |  | Plant Studies | 0 | 0 | 0 | 0 | 0 | 0 | 0 | 0 | 0 | 0 | 0 | 0 | 0 | 0 | 0 | 0 | 0 | 0 | 0 | 0 | 0 | 0 | 0 | 0 | 0 | 0 | 0 | 0 | 0 | 0 | 0 | 0 | 0 | 0 | 0 | 0 | 0 | 0 | 0 | 0 | 0 | 0 | 0 | 0 | 0 | 0 | 0 | 0 | 0 | 0 | 0 | 0 | 0 | 0 | 0 | 0 | 0 | 0 | 0 | 0 | 0 | 0 | 0 | 0 | 0 | 0 | 0 | 0 | 0 | 0 | 0 | 0 | 0 | 0 | 0 | 0 | 0 | 0 | 0 | 0 | 0 | 0 | 0 | 0 | 0 | 0 | 0 | 0 | 0 | 0 | 0 | 0 | 0 | 0 | 0 | 0 | 0 | 0 | 0 | 0 | 0 | 0 | 0 | 12679166.6667 | 0 | 0 | 0 | 12679166.6667 | 0 | 0 | 0 | 12679166.6667 | 0 | 0 | 0 | 12679166.6667 | 0 | 0 | 0 | 12679166.6667 | 0 | 0 | 0 | 12679166.6667 | 0 | 0 | 0 | 23625000 | 0 | 0 | 0 | 0 | 0 | 0 | 0 | 0 | 0 | 0 | 0 | 0 | 0 | 0 | 0 | 0 | 0 | 0 | 0 | 0 | 0 | 0 | 0 | 0 | 0 | 0 | 0 | 0 | 0 | 0 | 0 | 0 | 0 | 0 | 0 | 0 | 0 | 0 | 0 | 0 | 0 | 0 | 0 | 0 | 0 | 0 | 0 | 0 | 0 | 0 | 0 | 0 | 0 | 0 | 0 | 0 | 0 | 0 | 0 | 0 | 0 | 0 | 0 | 0 | 0 | 0 | 0 | 0 | 0 | 0 | 0 | 0
10 | 16 |  | 16 |  |  | Plant Reports | 0 | 0 | 0 | 0 | 0 | 0 | 0 | 0 | 0 | 0 | 0 | 0 | 0 | 0 | 0 | 0 | 0 | 0 | 0 | 0 | 0 | 0 | 0 | 0 | 0 | 0 | 0 | 0 | 0 | 0 | 0 | 0 | 0 | 0 | 0 | 0 | 0 | 0 | 0 | 0 | 0 | 0 | 0 | 0 | 0 | 0 | 0 | 0 | 0 | 0 | 0 | 0 | 0 | 0 | 0 | 0 | 0 | 0 | 0 | 0 | 0 | 0 | 0 | 0 | 0 | 0 | 0 | 0 | 0 | 0 | 0 | 0 | 0 | 0 | 0 | 0 | 0 | 0 | 0 | 0 | 0 | 0 | 0 | 0 | 0 | 0 | 0 | 0 | 0 | 0 | 0 | 0 | 0 | 0 | 0 | 0 | 0 | 0 | 0 | 0 | 0 | 0 | 0 | 2106868.8465 | 0 | 0 | 0 | 3972185.8507 | 0 | 0 | 0 | 7944371.7014 | 0 | 0 | 0 | 15888743.4029 | 0 | 0 | 0 | 31777486.8058 | 0 | 0 | 0 | 39721858.5072 | 0 | 0 | 0 | 1487500 | 0 | 0 | 0 | 0 | 0 | 0 | 0 | 0 | 0 | 0 | 0 | 0 | 0 | 0 | 0 | 0 | 0 | 0 | 0 | 0 | 0 | 0 | 0 | 0 | 0 | 0 | 0 | 0 | 0 | 0 | 0 | 0 | 0 | 0 | 0 | 0 | 0 | 0 | 0 | 0 | 0 | 0 | 0 | 0 | 0 | 0 | 0 | 0 | 0 | 0 | 0 | 0 | 0 | 0 | 0 | 0 | 0 | 0 | 0 | 0 | 0 | 0 | 0 | 0 | 0 | 0 | 0 | 0 | 0 | 0 | 0 | 0
10 | 17 |  | 17 |  |  | Community Outreach and Education | 0 | 0 | 0 | 0 | 0 | 0 | 0 | 0 | 0 | 0 | 0 | 0 | 0 | 0 | 0 | 0 | 0 | 0 | 0 | 0 | 0 | 0 | 0 | 0 | 0 | 0 | 0 | 0 | 0 | 0 | 0 | 0 | 0 | 0 | 0 | 0 | 0 | 0 | 0 | 0 | 0 | 0 | 0 | 0 | 0 | 0 | 0 | 0 | 0 | 0 | 0 | 0 | 0 | 0 | 0 | 0 | 0 | 0 | 0 | 0 | 0 | 0 | 0 | 0 | 0 | 0 | 0 | 0 | 0 | 0 | 0 | 0 | 0 | 0 | 0 | 0 | 0 | 0 | 0 | 0 | 0 | 0 | 0 | 0 | 0 | 0 | 0 | 0 | 0 | 0 | 0 | 0 | 0 | 0 | 0 | 0 | 0 | 0 | 0 | 0 | 0 | 0 | 0 | 0 | 0 | 0 | 0 | 0 | 0 | 0 | 0 | 0 | 0 | 0 | 0 | 0 | 0 | 0 | 0 | 0 | 0 | 0 | 0 | 0 | 0 | 0 | 0 | 0 | 0 | 0 | 0 | 0 | 0 | 0 | 0 | 0 | 0 | 0 | 0 | 0 | 0 | 0 | 0 | 0 | 0 | 0 | 0 | 0 | 0 | 0 | 0 | 0 | 0 | 0 | 0 | 0 | 0 | 0 | 0 | 0 | 0 | 0 | 0 | 0 | 0 | 0 | 0 | 0 | 0 | 0 | 0 | 0 | 0 | 0 | 0 | 0 | 0 | 0 | 0 | 0 | 0 | 0 | 0 | 0 | 0 | 0 | 0 | 0 | 0 | 0 | 0 | 0 | 0 | 0 | 0 | 0 | 0 | 0 | 0 | 0
10 | 18 |  | 18 |  |  | Other Pre-Construction Costs | 0 | 0 | 0 | 18500000 | 0 | 0 | 0 | 23000000 | 0 | 0 | 0 | 18500000 | 0 | 0 | 0 | 23000000 | 0 | 0 | 0 | 18500000 | 0 | 0 | 0 | 23000000 | 0 | 0 | 0 | 18500000 | 0 | 0 | 0 | 23000000 | 0 | 0 | 0 | 0 | 0 | 0 | 0 | 0 | 0 | 0 | 0 | 0 | 0 | 0 | 0 | 0 | 0 | 0 | 0 | 0 | 0 | 0 | 0 | 0 | 0 | 0 | 0 | 0 | 0 | 0 | 0 | 0 | 0 | 0 | 0 | 0 | 0 | 0 | 0 | 0 | 0 | 0 | 0 | 0 | 0 | 0 | 0 | 0 | 0 | 0 | 0 | 0 | 0 | 0 | 0 | 0 | 0 | 0 | 0 | 0 | 0 | 0 | 0 | 0 | 0 | 0 | 0 | 0 | 0 | 0 | 0 | 12679166.6667 | 0 | 0 | 0 | 12679166.6667 | 0 | 0 | 0 | 12679166.6667 | 0 | 0 | 0 | 12679166.6667 | 0 | 0 | 0 | 12679166.6667 | 0 | 0 | 0 | 12679166.6667 | 0 | 0 | 0 | 0 | 0 | 0 | 0 | 0 | 0 | 0 | 0 | 0 | 0 | 0 | 0 | 0 | 0 | 0 | 0 | 0 | 0 | 0 | 0 | 0 | 0 | 0 | 0 | 0 | 0 | 0 | 0 | 0 | 0 | 0 | 0 | 0 | 0 | 0 | 0 | 0 | 0 | 0 | 0 | 0 | 0 | 0 | 0 | 0 | 0 | 0 | 0 | 0 | 0 | 0 | 0 | 0 | 0 | 0 | 0 | 0 | 0 | 0 | 0 | 0 | 0 | 0 | 0 | 0 | 0 | 0 | 0 | 0 | 0 | 0 | 0 | 0
10 | 19 |  | 19 |  |  | Contingency on Pre-Construction Costs | 0 | 0 | 0 | 0 | 0 | 0 | 0 | 0 | 0 | 0 | 0 | 0 | 0 | 0 | 0 | 0 | 0 | 0 | 0 | 0 | 0 | 0 | 0 | 0 | 0 | 0 | 0 | 0 | 0 | 0 | 0 | 0 | 0 | 0 | 0 | 0 | 0 | 0 | 0 | 0 | 0 | 0 | 0 | 0 | 0 | 0 | 0 | 0 | 0 | 0 | 0 | 0 | 0 | 0 | 0 | 0 | 0 | 0 | 0 | 0 | 0 | 0 | 0 | 0 | 0 | 0 | 0 | 0 | 0 | 0 | 0 | 0 | 0 | 0 | 0 | 0 | 0 | 0 | 0 | 0 | 0 | 0 | 0 | 0 | 0 | 0 | 0 | 0 | 0 | 0 | 0 | 0 | 0 | 0 | 0 | 0 | 0 | 0 | 0 | 0 | 0 | 0 | 0 | 13082020.9059 | 0 | 0 | 0 | 15798313.0081 | 0 | 0 | 0 | 21591762.6942 | 0 | 0 | 0 | 33193482.9135 | 0 | 0 | 0 | 56388755.6059 | 0 | 0 | 0 | 67992870.5978 | 0 | 0 | 0 | 0 | 0 | 0 | 0 | 0 | 0 | 0 | 0 | 0 | 0 | 0 | 0 | 0 | 0 | 0 | 0 | 0 | 0 | 0 | 0 | 0 | 0 | 0 | 0 | 0 | 0 | 0 | 0 | 0 | 0 | 0 | 0 | 0 | 0 | 0 | 0 | 0 | 0 | 0 | 0 | 0 | 0 | 0 | 0 | 0 | 0 | 0 | 0 | 0 | 0 | 0 | 0 | 0 | 0 | 0 | 0 | 0 | 0 | 0 | 0 | 0 | 0 | 0 | 0 | 0 | 0 | 0 | 0 | 0 | 0 | 0 | 0 | 0
20 | 20 | 20 |  |  |  | Capitalized Direct Costs | 0 | 0 | 0 | 741670000 | 0 | 0 | 0 | 2427285744.4315 | 0 | 0 | 0 | 1195000000 | 0 | 0 | 0 | 4028440000 | 0 | 0 | 0 | 500880000 | 0 | 0 | 0 | 1616520000 | 0 | 0 | 0 | 872620000 | 0 | 0 | 0 | 2939130000 | 0 | 0 | 0 | 7620000000 | 0 | 0 | 0 | 4380000000 | 0 | 0 | 0 | 2670000000 | 0 | 0 | 0 | 5400000000 | 0 | 0 | 0 | 1180000000 | 0 | 0 | 0 | 2280000000 | 809493345 | 1008979299 | 302801747 | 1187089509 | 787266060 | 543012333 | 214731805 | 904576232 | 351159364 | 143301830 | 65626859 | 560087875 | 532423662 | 220287079 | 100124814 | 678876158 | 325720000 | 132727300 | 62342000 | 521286000 | 0 | 0 | 0 | 1112998000 | 0 | 0 | 0 | 1070000000 | 0 | 0 | 0 | 1289000000 | 479393658.339 | 412612406.92 | 221429032.96 | 658573056.08 | 855778347.1803 | 791011249.1115 | 387950942.7858 | 1191459080.6919 | 3455320294.0331 | 1762396435.7067 | 666815252.5739 | 1894115597.8746 | 0 | 0 | 0 | 684113290.0544 | 0 | 0 | 0 | 1110485955.8652 | 0 | 0 | 0 | 1986152273.9879 | 0 | 0 | 0 | 3697620562.5808 | 0 | 0 | 0 | 6976683790.394 | 0 | 0 | 0 | 8580736132.466 | 0 | 0 | 0 | 1948772871 | 0 | 0 | 0 | 1805616142 | 661270000 | 358570000 | 165680000 | 1256970000 | 0 | 0 | 0 | 2371538458 | 0 | 0 | 0 | 2371538458 | 0 | 0 | 0 | 653109000 | 0 | 0 | 0 | 611447000 | 0 | 0 | 0 | 577187000 | 0 | 0 | 0 | 1111588000 | 705464210 | 266872257 | 172271245 | 931445150 | 537596437 | 234432678 | 216052353 | 855723716 | 606913128 | 217778780 | 164725622 | 811040907 | 954824472 | 263440458 | 108928010 | 1042282060 | 859082140 | 235050139 | 172549685 | 1086268531 | 804068339 | 214208478 | 175850820 | 1020297290 | 756387497 | 236481799 | 119647215 | 929966055 | 682326341 | 211206074 | 112760973 | 847714924 | 629927273 | 204909770 | 111968718 | 791564148 | 0 | 0 | 0 | 788300000
20 | 21 |  | 21 |  |  | Structures and Improvements | 0 | 0 | 0 | 116460000 | 0 | 0 | 0 | 330756763.0684 | 0 | 0 | 0 | 185670000 | 0 | 0 | 0 | 527300000 | 0 | 0 | 0 | 88950000 | 0 | 0 | 0 | 252620000 | 0 | 0 | 0 | 141810000 | 0 | 0 | 0 | 402730000 | 0 | 0 | 0 | 2580000000 | 0 | 0 | 0 | 1490000000 | 0 | 0 | 0 | 810000000 | 0 | 0 | 0 | 1870000000 | 0 | 0 | 0 | 120000000 | 0 | 0 | 0 | 300000000 | 47787668 | 541068400 | 216188992 | 297157634 | 46037637 | 308610850 | 151236685 | 196147527 | 19894962 | 72054018 | 40433618 | 132382523 | 23407092 | 107087539 | 63217493 | 193671950 | 30420000 | 68439300 | 37272000 | 136568000 | 0 | 0 | 0 | 383425000 | 0 | 0 | 0 | 120000000 | 0 | 0 | 0 | 120000000 | 58022100.919 | 256295536.92 | 189526827.44 | 246664601.08 | 164239761.2869 | 518566499.5522 | 348384382.7059 | 504996018.8427 | 325075373.6172 | 709078847.0543 | 412083899.6628 | 476998989.7714 | 0 | 0 | 0 | 95629345.2727 | 0 | 0 | 0 | 116911260.173 | 0 | 0 | 0 | 165877191.5727 | 0 | 0 | 0 | 269737393.1789 | 0 | 0 | 0 | 474190697.9071 | 0 | 0 | 0 | 579008808.5637 | 0 | 0 | 0 | 989307663 | 0 | 0 | 0 | 612136797 | 1500000 | 141480000 | 116460000 | 338710000 | 0 | 0 | 0 | 450257750 | 0 | 0 | 0 | 450257750 | 0 | 0 | 0 | 139381000 | 0 | 0 | 0 | 134899000 | 0 | 0 | 0 | 128741000 | 0 | 0 | 0 | 241032000 | 19038700 | 150833947 | 129301555 | 215617395 | 19038700 | 130219988 | 122466838 | 205312126 | 19038700 | 125924375 | 121755930 | 197941876 | 19038700 | 162492061 | 67594899 | 232357083 | 12777415 | 141286406 | 127941444 | 221331742 | 19038700 | 137193648 | 127267691 | 214388392 | 16368549 | 155455216 | 85932362 | 196664691 | 16368549 | 135263531 | 79046120 | 186544069 | 16368549 | 131360305 | 78253865 | 179790993 | 0 | 0 | 0 | 199000000
20 | 211 |  |  | 211 |  | Site Preparation/Yard Work | 0 | 0 | 0 | 0 | 0 | 0 | 0 | 0 | 0 | 0 | 0 | 0 | 0 | 0 | 0 | 0 | 0 | 0 | 0 | 0 | 0 | 0 | 0 | 0 | 0 | 0 | 0 | 0 | 0 | 0 | 0 | 0 | 0 | 0 | 0 | 0 | 0 | 0 | 0 | 0 | 0 | 0 | 0 | 0 | 0 | 0 | 0 | 0 | 0 | 0 | 0 | 0 | 0 | 0 | 0 | 0 | 285069 | 19914783 | 12318192 | 32518044 | 284275 | 14504359 | 10203885 | 24992519 | 229552 | 8659385 | 6439125 | 15328062 | 270061 | 14617658 | 10753353 | 25641072 | 196000 | 5561000 | 4820000 | 10577000 | 0 | 0 | 0 | 0 | 0 | 0 | 0 | 0 | 0 | 0 | 0 | 0 | 293799.7 | 9751712 | 7741715 | 17787226 | 435871.7509 | 17488539.4224 | 14745006.9515 | 32669418.1248 | 421704.6991 | 23025475.5612 | 17222947.8572 | 40670128.1175 | 0 | 0 | 0 | 0 | 0 | 0 | 0 | 0 | 0 | 0 | 0 | 0 | 0 | 0 | 0 | 0 | 0 | 0 | 0 | 0 | 0 | 0 | 0 | 0 | 0 | 0 | 0 | 16241336 | 0 | 0 | 0 | 0 | 800000 | 41600000 | 29300000 | 71700000 | 0 | 0 | 0 | 61982046 | 0 | 0 | 0 | 61982046 | 0 | 0 | 0 | 11717000 | 0 | 0 | 0 | 11457000 | 0 | 0 | 0 | 11196000 | 0 | 0 | 0 | 22310000 | 0 | 0 | 0 | 7293886 | 0 | 0 | 0 | 7203883 | 0 | 0 | 0 | 7045691 | 0 | 0 | 0 | 6921326 | 0 | 0 | 0 | 6836896 | 0 | 0 | 0 | 6706490 | 0 | 0 | 0 | 4533371 | 0 | 0 | 0 | 4473276 | 0 | 0 | 0 | 4380413 | 0 | 0 | 0 | 0
20 | 212 |  |  | 212 |  | Reactor Island Civil Structures | 0 | 0 | 0 | 0 | 0 | 0 | 0 | 0 | 0 | 0 | 0 | 0 | 0 | 0 | 0 | 0 | 0 | 0 | 0 | 0 | 0 | 0 | 0 | 0 | 0 | 0 | 0 | 0 | 0 | 0 | 0 | 0 | 0 | 0 | 0 | 0 | 0 | 0 | 0 | 0 | 0 | 0 | 0 | 0 | 0 | 0 | 0 | 0 | 0 | 0 | 0 | 0 | 0 | 0 | 0 | 0 | 14622608 | 65865542 | 21623729 | 102111879 | 14269940 | 36333466 | 15214464 | 65817870 | 9050755 | 22224196 | 9754542 | 41029493 | 13556443 | 34516793 | 15214464 | 63287700 | 27636000 | 41339000 | 16778000 | 85753000 | 0 | 0 | 0 | 0 | 0 | 0 | 0 | 0 | 0 | 0 | 0 | 0 | 20674201 | 51714333.88 | 38164876.4 | 110711726.4 | 71430729.7868 | 167562003.6857 | 96295086.0374 | 335287819.5099 | 90979941.9624 | 155042636.4453 | 73263239.5171 | 319285817.9248 | 0 | 0 | 0 | 0 | 0 | 0 | 0 | 0 | 0 | 0 | 0 | 0 | 0 | 0 | 0 | 0 | 0 | 0 | 0 | 0 | 0 | 0 | 0 | 0 | 0 | 0 | 0 | 47253121 | 0 | 0 | 0 | 0 | 0 | 87880000 | 74960000 | 162840000 | 0 | 0 | 0 | 132962887 | 0 | 0 | 0 | 132962887 | 0 | 0 | 0 | 63765000 | 0 | 0 | 0 | 62265000 | 0 | 0 | 0 | 59554000 | 0 | 0 | 0 | 119100000 | 0 | 0 | 0 | 117606194 | 0 | 0 | 0 | 113752882 | 0 | 0 | 0 | 111733668 | 0 | 0 | 0 | 130146453 | 0 | 0 | 0 | 125696010 | 0 | 0 | 0 | 123687647 | 0 | 0 | 0 | 119990669 | 0 | 0 | 0 | 116017308 | 0 | 0 | 0 | 114195633 | 0 | 0 | 0 | 0
20 | 213 |  |  | 213 |  | Main Function Buildings | 0 | 0 | 0 | 0 | 0 | 0 | 0 | 0 | 0 | 0 | 0 | 0 | 0 | 0 | 0 | 0 | 0 | 0 | 0 | 0 | 0 | 0 | 0 | 0 | 0 | 0 | 0 | 0 | 0 | 0 | 0 | 0 | 0 | 0 | 0 | 0 | 0 | 0 | 0 | 0 | 0 | 0 | 0 | 0 | 0 | 0 | 0 | 0 | 0 | 0 | 0 | 0 | 0 | 0 | 0 | 0 | 2402478 | 49177481 | 29587969 | 81167928 | 2128070 | 27945782 | 19518494 | 49592346 | 1049760 | 13993387 | 9918491 | 24961637 | 3017749 | 27843318 | 18722093 | 49542988 | 1044000 | 13909000 | 9878000 | 24831000 | 0 | 0 | 0 | 0 | 0 | 0 | 0 | 0 | 0 | 0 | 0 | 0 | 2812526.814 | 41582400.63 | 27360160.74 | 71755089.98 | 2929698.1848 | 45107457.3586 | 30210243.7691 | 78247399.3125 | 3763676.2002 | 26037486.8449 | 26842519.8366 | 56643682.8817 | 0 | 0 | 0 | 0 | 0 | 0 | 0 | 0 | 0 | 0 | 0 | 0 | 0 | 0 | 0 | 0 | 0 | 0 | 0 | 0 | 0 | 0 | 0 | 0 | 0 | 0 | 0 | 49689595 | 0 | 0 | 0 | 0 | 700000 | 12000000 | 12200000 | 24800000 | 0 | 0 | 0 | 121521630 | 0 | 0 | 0 | 121521630 | 0 | 0 | 0 | 10903000 | 0 | 0 | 0 | 10271000 | 0 | 0 | 0 | 10051000 | 0 | 0 | 0 | 20100000 | 0 | 0 | 0 | 24440533 | 0 | 0 | 0 | 23792405 | 0 | 0 | 0 | 23461555 | 0 | 0 | 0 | 22748203 | 0 | 0 | 0 | 22152161 | 0 | 0 | 0 | 21883339 | 0 | 0 | 0 | 2446188 | 0 | 0 | 0 | 2421083 | 0 | 0 | 0 | 2382111 | 0 | 0 | 0 | 0
20 | 213.1 |  |  |  | 213.1 | Energy Conversion Building | 0 | 0 | 0 | 0 | 0 | 0 | 0 | 0 | 0 | 0 | 0 | 0 | 0 | 0 | 0 | 0 | 0 | 0 | 0 | 0 | 0 | 0 | 0 | 0 | 0 | 0 | 0 | 0 | 0 | 0 | 0 | 0 | 0 | 0 | 0 | 0 | 0 | 0 | 0 | 0 | 0 | 0 | 0 | 0 | 0 | 0 | 0 | 0 | 0 | 0 | 0 | 0 | 0 | 0 | 0 | 0 | 641411 | 19797381 | 17433660 | 37872452 | 621415 | 11172557 | 11358358 | 23152330 | 1007063 | 7127365 | 6403213 | 14537640 | 1546253 | 11908754 | 10561957 | 24016965 | 1007000 | 7127000 | 6403000 | 14537000 | 0 | 0 | 0 | 0 | 0 | 0 | 0 | 0 | 0 | 0 | 0 | 0 | 626869.2 | 13859626 | 13279928 | 27766424 | 838653.9664 | 20495703.2041 | 19161945.7111 | 40496302.8816 | 1418013.012 | 23403122.3881 | 25744603.5624 | 50565738.9625 | 0 | 0 | 0 | 0 | 0 | 0 | 0 | 0 | 0 | 0 | 0 | 0 | 0 | 0 | 0 | 0 | 0 | 0 | 0 | 0 | 0 | 0 | 0 | 0 | 0 | 0 | 0 | 47253121 | 0 | 0 | 0 | 0 | 700000 | 12000000 | 12200000 | 24800000 | 0 | 0 | 0 | 63065592 | 0 | 0 | 0 | 63065592 | 0 | 0 | 0 | 10903000 | 0 | 0 | 0 | 10271000 | 0 | 0 | 0 | 10051000 | 0 | 0 | 0 | 20100000 | 0 | 0 | 0 | 24440533 | 0 | 0 | 0 | 23792405 | 0 | 0 | 0 | 23461555 | 0 | 0 | 0 | 22748203 | 0 | 0 | 0 | 22152161 | 0 | 0 | 0 | 21883339 | 0 | 0 | 0 | 2446188 | 0 | 0 | 0 | 2421083 | 0 | 0 | 0 | 2382111 | 0 | 0 | 0 | 0
20 | 213.2 |  |  |  | 213.2 | Control Building | 0 | 0 | 0 | 0 | 0 | 0 | 0 | 0 | 0 | 0 | 0 | 0 | 0 | 0 | 0 | 0 | 0 | 0 | 0 | 0 | 0 | 0 | 0 | 0 | 0 | 0 | 0 | 0 | 0 | 0 | 0 | 0 | 0 | 0 | 0 | 0 | 0 | 0 | 0 | 0 | 0 | 0 | 0 | 0 | 0 | 0 | 0 | 0 | 0 | 0 | 0 | 0 | 0 | 0 | 0 | 0 | 1716636 | 20882824 | 8467388 | 31066848 | 1463812 | 11241294 | 5482675 | 18187781 | 0 | 57765 | 28328 | 86093 | 1390621 | 10679230 | 5482675 | 17552526 | 0 | 0 | 0 | 0 | 0 | 0 | 0 | 0 | 0 | 0 | 0 | 0 | 0 | 0 | 0 | 0 | 2152238 | 23467410.5 | 11930556.84 | 37550206.4 | 2028799.192 | 24176915.1546 | 10887241.6568 | 37092956.0034 | 2269825.2515 | 1933836.0761 | 852756.384 | 5056417.7116 | 0 | 0 | 0 | 0 | 0 | 0 | 0 | 0 | 0 | 0 | 0 | 0 | 0 | 0 | 0 | 0 | 0 | 0 | 0 | 0 | 0 | 0 | 0 | 0 | 0 | 0 | 0 | 0 | 0 | 0 | 0 | 0 | 0 | 0 | 0 | 0 | 0 | 0 | 0 | 38650674 | 0 | 0 | 0 | 38650674 | 0 | 0 | 0 | 0 | 0 | 0 | 0 | 0 | 0 | 0 | 0 | 0 | 0 | 0 | 0 | 0 | 0 | 0 | 0 | 0 | 0 | 0 | 0 | 0 | 0 | 0 | 0 | 0 | 0 | 0 | 0 | 0 | 0 | 0 | 0 | 0 | 0 | 0 | 0 | 0 | 0 | 0 | 0 | 0 | 0 | 0 | 0 | 0 | 0 | 0 | 0 | 0 | 0 | 0 | 0 | 0
20 | 213.3 |  |  |  | 213.3 | Pipe Tunnels | 0 | 0 | 0 | 0 | 0 | 0 | 0 | 0 | 0 | 0 | 0 | 0 | 0 | 0 | 0 | 0 | 0 | 0 | 0 | 0 | 0 | 0 | 0 | 0 | 0 | 0 | 0 | 0 | 0 | 0 | 0 | 0 | 0 | 0 | 0 | 0 | 0 | 0 | 0 | 0 | 0 | 0 | 0 | 0 | 0 | 0 | 0 | 0 | 0 | 0 | 0 | 0 | 0 | 0 | 0 | 0 | 33423 | 8442909 | 3666160 | 12142492 | 33210 | 5489757 | 2661498 | 8184465 | 37418 | 6782199 | 3476948 | 10296565 | 31550 | 5215269 | 2661498 | 7908317 | 37000 | 6782000 | 3475000 | 10294000 | 0 | 0 | 0 | 0 | 0 | 0 | 0 | 0 | 0 | 0 | 0 | 0 | 25487 | 4229795.3 | 2137705.16 | 6392987.4 | 38944.2121 | 359734.5479 | 125894.2317 | 524572.9917 | 75837.9366 | 700528.3807 | 245159.8902 | 1021526.2075 | 0 | 0 | 0 | 0 | 0 | 0 | 0 | 0 | 0 | 0 | 0 | 0 | 0 | 0 | 0 | 0 | 0 | 0 | 0 | 0 | 0 | 0 | 0 | 0 | 0 | 0 | 0 | 0 | 0 | 0 | 0 | 0 | 0 | 0 | 0 | 0 | 0 | 0 | 0 | 19642716 | 0 | 0 | 0 | 19642716 | 0 | 0 | 0 | 0 | 0 | 0 | 0 | 0 | 0 | 0 | 0 | 0 | 0 | 0 | 0 | 0 | 0 | 0 | 0 | 0 | 0 | 0 | 0 | 0 | 0 | 0 | 0 | 0 | 0 | 0 | 0 | 0 | 0 | 0 | 0 | 0 | 0 | 0 | 0 | 0 | 0 | 0 | 0 | 0 | 0 | 0 | 0 | 0 | 0 | 0 | 0 | 0 | 0 | 0 | 0 | 0
20 | 213.4 |  |  |  | 213.4 | Electrical Tunnels | 0 | 0 | 0 | 0 | 0 | 0 | 0 | 0 | 0 | 0 | 0 | 0 | 0 | 0 | 0 | 0 | 0 | 0 | 0 | 0 | 0 | 0 | 0 | 0 | 0 | 0 | 0 | 0 | 0 | 0 | 0 | 0 | 0 | 0 | 0 | 0 | 0 | 0 | 0 | 0 | 0 | 0 | 0 | 0 | 0 | 0 | 0 | 0 | 0 | 0 | 0 | 0 | 0 | 0 | 0 | 0 | 11008 | 54367 | 20761 | 86136 | 9633 | 42174 | 15963 | 67770 | 5279 | 26058 | 10002 | 41339 | 49325 | 40065 | 15963 | 65180 | 0 | 0 | 0 | 0 | 0 | 0 | 0 | 0 | 0 | 0 | 0 | 0 | 0 | 0 | 0 | 0 | 7932.614 | 25568.83 | 11970.74 | 45472.18 | 23300.8143 | 75104.4519 | 35162.1695 | 133567.4357 | 0 | 0 | 0 | 0 | 0 | 0 | 0 | 0 | 0 | 0 | 0 | 0 | 0 | 0 | 0 | 0 | 0 | 0 | 0 | 0 | 0 | 0 | 0 | 0 | 0 | 0 | 0 | 0 | 0 | 0 | 0 | 2436474 | 0 | 0 | 0 | 0 | 0 | 0 | 0 | 0 | 0 | 0 | 0 | 162648 | 0 | 0 | 0 | 162648 | 0 | 0 | 0 | 0 | 0 | 0 | 0 | 0 | 0 | 0 | 0 | 0 | 0 | 0 | 0 | 0 | 0 | 0 | 0 | 0 | 0 | 0 | 0 | 0 | 0 | 0 | 0 | 0 | 0 | 0 | 0 | 0 | 0 | 0 | 0 | 0 | 0 | 0 | 0 | 0 | 0 | 0 | 0 | 0 | 0 | 0 | 0 | 0 | 0 | 0 | 0 | 0 | 0 | 0 | 0 | 0
20 | 214 |  |  | 214 |  | Buildings to Support Main Function | 0 | 0 | 0 | 0 | 0 | 0 | 0 | 0 | 0 | 0 | 0 | 0 | 0 | 0 | 0 | 0 | 0 | 0 | 0 | 0 | 0 | 0 | 0 | 0 | 0 | 0 | 0 | 0 | 0 | 0 | 0 | 0 | 0 | 0 | 0 | 0 | 0 | 0 | 0 | 0 | 0 | 0 | 0 | 0 | 0 | 0 | 0 | 0 | 0 | 0 | 0 | 0 | 0 | 0 | 0 | 0 | 5456718 | 36157775 | 19471567 | 45883268 | 5293444 | 23264829 | 15630572 | 32579727 | 9032169 | 23869438 | 12215142 | 45116755 | 5066292 | 16947304 | 10793058 | 32806652 | 1061000 | 4795300 | 3935000 | 10228000 | 0 | 0 | 0 | 0 | 0 | 0 | 0 | 0 | 0 | 0 | 0 | 0 | 3917251.644 | 8494646.8 | 13749814.73 | 15329817.7 | 5668125.9013 | 12474862.804 | 28110630.6606 | 25055013.5062 | 10972695.7496 | 22728946.6501 | 17983198.2726 | 36656498.5866 | 0 | 0 | 0 | 0 | 0 | 0 | 0 | 0 | 0 | 0 | 0 | 0 | 0 | 0 | 0 | 0 | 0 | 0 | 0 | 0 | 0 | 0 | 0 | 0 | 0 | 0 | 0 | 153122842 | 0 | 0 | 0 | 0 | 0 | 0 | 0 | 12470000 | 0 | 0 | 0 | 48485184 | 0 | 0 | 0 | 48485184 | 0 | 0 | 0 | 39902000 | 0 | 0 | 0 | 38104000 | 0 | 0 | 0 | 35445000 | 0 | 0 | 0 | 57973000 | 0 | 0 | 0 | 58397343 | 0 | 0 | 0 | 52754576 | 0 | 0 | 0 | 48018001 | 0 | 0 | 0 | 64665007 | 0 | 0 | 0 | 58841640 | 0 | 0 | 0 | 54416129 | 0 | 0 | 0 | 62129006 | 0 | 0 | 0 | 56132391 | 0 | 0 | 0 | 51429115 | 0 | 0 | 0 | 0
20 | 214.1 |  |  |  | 214.1 | Spent Fuel Management Building | 0 | 0 | 0 | 0 | 0 | 0 | 0 | 0 | 0 | 0 | 0 | 0 | 0 | 0 | 0 | 0 | 0 | 0 | 0 | 0 | 0 | 0 | 0 | 0 | 0 | 0 | 0 | 0 | 0 | 0 | 0 | 0 | 0 | 0 | 0 | 0 | 0 | 0 | 0 | 0 | 0 | 0 | 0 | 0 | 0 | 0 | 0 | 0 | 0 | 0 | 0 | 0 | 0 | 0 | 0 | 0 | 1004453 | 6919541 | 5106896 | 13030890 | 997541 | 4505021 | 4376541 | 9879103 | 0 | 0 | 0 | 0 | 947664 | 4279770 | 4376541 | 9603975 | 0 | 0 | 0 | 0 | 0 | 0 | 0 | 0 | 0 | 0 | 0 | 0 | 0 | 0 | 0 | 0 | 723401.1 | 2464406 | 5949678 | 9137485 | 1105358.8257 | 5489892.474 | 13748491.8504 | 20343743.1501 | 2157342.3536 | 5644279.5271 | 6371857.4954 | 14173479.3762 | 0 | 0 | 0 | 0 | 0 | 0 | 0 | 0 | 0 | 0 | 0 | 0 | 0 | 0 | 0 | 0 | 0 | 0 | 0 | 0 | 0 | 0 | 0 | 0 | 0 | 0 | 0 | 0 | 0 | 0 | 0 | 0 | 0 | 0 | 0 | 0 | 0 | 0 | 0 | 0 | 0 | 0 | 0 | 0 | 0 | 0 | 0 | 0 | 0 | 0 | 0 | 0 | 0 | 0 | 0 | 0 | 0 | 0 | 0 | 0 | 0 | 0 | 0 | 0 | 0 | 0 | 0 | 0 | 0 | 0 | 0 | 0 | 0 | 0 | 0 | 0 | 0 | 0 | 0 | 0 | 0 | 0 | 0 | 0 | 0 | 0 | 0 | 0 | 0 | 0 | 0 | 0 | 0 | 0 | 0 | 0 | 0 | 0 | 0 | 0
20 | 214.2 |  |  |  | 214.2 | Balance of Plant Service Building | 0 | 0 | 0 | 0 | 0 | 0 | 0 | 0 | 0 | 0 | 0 | 0 | 0 | 0 | 0 | 0 | 0 | 0 | 0 | 0 | 0 | 0 | 0 | 0 | 0 | 0 | 0 | 0 | 0 | 0 | 0 | 0 | 0 | 0 | 0 | 0 | 0 | 0 | 0 | 0 | 0 | 0 | 0 | 0 | 0 | 0 | 0 | 0 | 0 | 0 | 0 | 0 | 0 | 0 | 0 | 0 | 0 | 0 | 0 | 0 | 0 | 0 | 0 | 0 | 0 | 0 | 0 | 0 | 0 | 0 | 0 | 0 | 0 | 0 | 0 | 0 | 0 | 0 | 0 | 0 | 0 | 0 | 0 | 0 | 0 | 0 | 0 | 0 | 0 | 0 | 0 | 0 | 0 | 0 | 0 | 0 | 0 | 0 | 0 | 0 | 0 | 0 | 0 | 0 | 0 | 0 | 0 | 0 | 0 | 0 | 0 | 0 | 0 | 0 | 0 | 0 | 0 | 0 | 0 | 0 | 0 | 0 | 0 | 0 | 0 | 0 | 0 | 0 | 0 | 0 | 0 | 0 | 0 | 0 | 0 | 0 | 0 | 0 | 0 | 0 | 0 | 0 | 0 | 0 | 0 | 0 | 0 | 24243000 | 0 | 0 | 0 | 22724000 | 0 | 0 | 0 | 20432000 | 0 | 0 | 0 | 28970000 | 0 | 0 | 0 | 58247373 | 0 | 0 | 0 | 52606391 | 0 | 0 | 0 | 47872968 | 0 | 0 | 0 | 64515257 | 0 | 0 | 0 | 58693675 | 0 | 0 | 0 | 54270992 | 0 | 0 | 0 | 61979256 | 0 | 0 | 0 | 55984426 | 0 | 0 | 0 | 51283978 | 0 | 0 | 0 | 0
20 | 214.3 |  |  |  | 214.3 | Wastewater Treatment Building | 0 | 0 | 0 | 0 | 0 | 0 | 0 | 0 | 0 | 0 | 0 | 0 | 0 | 0 | 0 | 0 | 0 | 0 | 0 | 0 | 0 | 0 | 0 | 0 | 0 | 0 | 0 | 0 | 0 | 0 | 0 | 0 | 0 | 0 | 0 | 0 | 0 | 0 | 0 | 0 | 0 | 0 | 0 | 0 | 0 | 0 | 0 | 0 | 0 | 0 | 0 | 0 | 0 | 0 | 0 | 0 | 8315 | 599873 | 303692 | 911880 | 8307 | 483775 | 275210 | 767292 | 7892 | 459586 | 275210 | 742688 | 7892 | 459586 | 275210 | 742688 | 8000 | 23300 | 275000 | 743000 | 0 | 0 | 0 | 0 | 0 | 0 | 0 | 0 | 0 | 0 | 0 | 0 | 5991.977 | 278342.2 | 175108 | 459442.2 | 0 | 0 | 0 | 0 | 0 | 0 | 0 | 0 | 0 | 0 | 0 | 0 | 0 | 0 | 0 | 0 | 0 | 0 | 0 | 0 | 0 | 0 | 0 | 0 | 0 | 0 | 0 | 0 | 0 | 0 | 0 | 0 | 0 | 0 | 0 | 0 | 0 | 0 | 0 | 0 | 0 | 0 | 0 | 0 | 0 | 0 | 0 | 1841501 | 0 | 0 | 0 | 1841501 | 0 | 0 | 0 | 0 | 0 | 0 | 0 | 0 | 0 | 0 | 0 | 0 | 0 | 0 | 0 | 0 | 0 | 0 | 0 | 0 | 0 | 0 | 0 | 0 | 0 | 0 | 0 | 0 | 0 | 0 | 0 | 0 | 0 | 0 | 0 | 0 | 0 | 0 | 0 | 0 | 0 | 0 | 0 | 0 | 0 | 0 | 0 | 0 | 0 | 0 | 0 | 0 | 0 | 0 | 0 | 0
20 | 214.4 |  |  |  | 214.4 | Maintenance Shops | 0 | 0 | 0 | 0 | 0 | 0 | 0 | 0 | 0 | 0 | 0 | 0 | 0 | 0 | 0 | 0 | 0 | 0 | 0 | 0 | 0 | 0 | 0 | 0 | 0 | 0 | 0 | 0 | 0 | 0 | 0 | 0 | 0 | 0 | 0 | 0 | 0 | 0 | 0 | 0 | 0 | 0 | 0 | 0 | 0 | 0 | 0 | 0 | 0 | 0 | 0 | 0 | 0 | 0 | 0 | 0 | 0 | 0 | 0 | 0 | 0 | 0 | 0 | 0 | 0 | 0 | 0 | 0 | 0 | 0 | 0 | 0 | 0 | 0 | 0 | 0 | 0 | 0 | 0 | 0 | 0 | 0 | 0 | 0 | 0 | 0 | 0 | 0 | 0 | 0 | 0 | 0 | 0 | 0 | 0 | 0 | 0 | 0 | 0 | 0 | 0 | 0 | 0 | 0 | 0 | 0 | 0 | 0 | 0 | 0 | 0 | 0 | 0 | 0 | 0 | 0 | 0 | 0 | 0 | 0 | 0 | 0 | 0 | 0 | 0 | 0 | 0 | 0 | 0 | 0 | 0 | 0 | 0 | 0 | 0 | 0 | 0 | 0 | 0 | 0 | 0 | 0 | 0 | 0 | 0 | 0 | 0 | 962000 | 0 | 0 | 0 | 938000 | 0 | 0 | 0 | 916000 | 0 | 0 | 0 | 916000 | 0 | 0 | 0 | 0 | 0 | 0 | 0 | 0 | 0 | 0 | 0 | 0 | 0 | 0 | 0 | 0 | 0 | 0 | 0 | 0 | 0 | 0 | 0 | 0 | 0 | 0 | 0 | 0 | 0 | 0 | 0 | 0 | 0 | 0 | 0 | 0 | 0 | 0 | 0 | 0
20 | 214.5 |  |  |  | 214.5 | Fire Protection Building | 0 | 0 | 0 | 0 | 0 | 0 | 0 | 0 | 0 | 0 | 0 | 0 | 0 | 0 | 0 | 0 | 0 | 0 | 0 | 0 | 0 | 0 | 0 | 0 | 0 | 0 | 0 | 0 | 0 | 0 | 0 | 0 | 0 | 0 | 0 | 0 | 0 | 0 | 0 | 0 | 0 | 0 | 0 | 0 | 0 | 0 | 0 | 0 | 0 | 0 | 0 | 0 | 0 | 0 | 0 | 0 | 39933 | 339411 | 160877 | 540221 | 39449 | 239463 | 147914 | 426826 | 37477 | 227490 | 147914 | 412888 | 37477 | 227490 | 147914 | 412880 | 37000 | 227000 | 148000 | 412000 | 0 | 0 | 0 | 0 | 0 | 0 | 0 | 0 | 0 | 0 | 0 | 0 | 85968.71 | 491774.5 | 277119.5 | 854862.7 | 85968.7088 | 491774.4657 | 277119.535 | 854862.7095 | 85968.7088 | 491774.4657 | 277119.535 | 854862.7095 | 0 | 0 | 0 | 0 | 0 | 0 | 0 | 0 | 0 | 0 | 0 | 0 | 0 | 0 | 0 | 0 | 0 | 0 | 0 | 0 | 0 | 0 | 0 | 0 | 0 | 0 | 0 | 0 | 0 | 0 | 0 | 0 | 0 | 0 | 0 | 0 | 0 | 0 | 0 | 1024382 | 0 | 0 | 0 | 1024382 | 0 | 0 | 0 | 113000 | 0 | 0 | 0 | 110000 | 0 | 0 | 0 | 107000 | 0 | 0 | 0 | 107000 | 0 | 0 | 0 | 0 | 0 | 0 | 0 | 0 | 0 | 0 | 0 | 0 | 0 | 0 | 0 | 0 | 0 | 0 | 0 | 0 | 0 | 0 | 0 | 0 | 0 | 0 | 0 | 0 | 0 | 0 | 0 | 0 | 0 | 0 | 0 | 0 | 0 | 0 | 0 | 0
20 | 214.6 |  |  |  | 214.6 | Non-essential Switchgear Building | 0 | 0 | 0 | 0 | 0 | 0 | 0 | 0 | 0 | 0 | 0 | 0 | 0 | 0 | 0 | 0 | 0 | 0 | 0 | 0 | 0 | 0 | 0 | 0 | 0 | 0 | 0 | 0 | 0 | 0 | 0 | 0 | 0 | 0 | 0 | 0 | 0 | 0 | 0 | 0 | 0 | 0 | 0 | 0 | 0 | 0 | 0 | 0 | 0 | 0 | 0 | 0 | 0 | 0 | 0 | 0 | 19547 | 412073 | 288181 | 719801 | 19150 | 289217 | 227530 | 535897 | 12754 | 190283 | 161366 | 364403 | 18193 | 274756 | 227530 | 520479 | 0 | 0 | 0 | 0 | 0 | 0 | 0 | 0 | 0 | 0 | 0 | 0 | 0 | 0 | 0 | 0 | 14086.01 | 199854.4 | 166164.4 | 380104.8 | 0 | 0 | 0 | 0 | 0 | 0 | 0 | 0 | 0 | 0 | 0 | 0 | 0 | 0 | 0 | 0 | 0 | 0 | 0 | 0 | 0 | 0 | 0 | 0 | 0 | 0 | 0 | 0 | 0 | 0 | 0 | 0 | 0 | 0 | 0 | 0 | 0 | 0 | 0 | 0 | 0 | 0 | 0 | 0 | 0 | 0 | 0 | 1286153 | 0 | 0 | 0 | 1286153 | 0 | 0 | 0 | 0 | 0 | 0 | 0 | 0 | 0 | 0 | 0 | 0 | 0 | 0 | 0 | 0 | 0 | 0 | 0 | 0 | 0 | 0 | 0 | 0 | 0 | 0 | 0 | 0 | 0 | 0 | 0 | 0 | 0 | 0 | 0 | 0 | 0 | 0 | 0 | 0 | 0 | 0 | 0 | 0 | 0 | 0 | 0 | 0 | 0 | 0 | 0 | 0 | 0 | 0 | 0 | 0
20 | 214.7 |  |  |  | 214.7 | Emergency and Start-up Power Systems | 0 | 0 | 0 | 0 | 0 | 0 | 0 | 0 | 0 | 0 | 0 | 0 | 0 | 0 | 0 | 0 | 0 | 0 | 0 | 0 | 0 | 0 | 0 | 0 | 0 | 0 | 0 | 0 | 0 | 0 | 0 | 0 | 0 | 0 | 0 | 0 | 0 | 0 | 0 | 0 | 0 | 0 | 0 | 0 | 0 | 0 | 0 | 0 | 0 | 0 | 0 | 0 | 0 | 0 | 0 | 0 | 0 | 0 | 0 | 0 | 0 | 0 | 0 | 0 | 0 | 0 | 0 | 0 | 0 | 0 | 0 | 0 | 0 | 0 | 0 | 0 | 0 | 0 | 0 | 0 | 0 | 0 | 0 | 0 | 0 | 0 | 0 | 0 | 0 | 0 | 0 | 0 | 0 | 0 | 0 | 0 | 0 | 0 | 0 | 0 | 0 | 0 | 0 | 0 | 0 | 0 | 0 | 0 | 0 | 0 | 0 | 0 | 0 | 0 | 0 | 0 | 0 | 0 | 0 | 0 | 0 | 0 | 0 | 0 | 0 | 0 | 0 | 0 | 0 | 0 | 0 | 0 | 0 | 0 | 0 | 0 | 0 | 0 | 0 | 0 | 0 | 0 | 0 | 0 | 0 | 0 | 0 | 436000 | 0 | 0 | 0 | 426000 | 0 | 0 | 0 | 416000 | 0 | 0 | 0 | 832000 | 0 | 0 | 0 | 0 | 0 | 0 | 0 | 0 | 0 | 0 | 0 | 0 | 0 | 0 | 0 | 0 | 0 | 0 | 0 | 0 | 0 | 0 | 0 | 0 | 0 | 0 | 0 | 0 | 0 | 0 | 0 | 0 | 0 | 0 | 0 | 0 | 0 | 0 | 0 | 0
20 | 215 |  |  | 215 |  | Supply Chain Buildings | 0 | 0 | 0 | 0 | 0 | 0 | 0 | 0 | 0 | 0 | 0 | 0 | 0 | 0 | 0 | 0 | 0 | 0 | 0 | 0 | 0 | 0 | 0 | 0 | 0 | 0 | 0 | 0 | 0 | 0 | 0 | 0 | 0 | 0 | 0 | 0 | 0 | 0 | 0 | 0 | 0 | 0 | 0 | 0 | 0 | 0 | 0 | 0 | 0 | 0 | 0 | 0 | 0 | 0 | 0 | 0 | 656271 | 14939875 | 6782680 | 22378826 | 651097 | 9023634 | 4692587 | 14367318 | 0 | 0 | 0 | 0 | 618542 | 8572452 | 4692587 | 13883581 | 0 | 0 | 0 | 0 | 0 | 0 | 0 | 0 | 0 | 0 | 0 | 0 | 0 | 0 | 0 | 0 | 720412.8 | 7818006 | 4254663 | 12793082 | 916612.0323 | 11452551.7327 | 7144493.6335 | 19513657.3985 | 1454503.6698 | 8616677.7378 | 4722283.1628 | 14793464.5704 | 0 | 0 | 0 | 0 | 0 | 0 | 0 | 0 | 0 | 0 | 0 | 0 | 0 | 0 | 0 | 0 | 0 | 0 | 0 | 0 | 0 | 0 | 0 | 0 | 0 | 0 | 0 | 201764455 | 0 | 0 | 0 | 0 | 0 | 0 | 0 | 66900000 | 0 | 0 | 0 | 64191410 | 0 | 0 | 0 | 64191410 | 0 | 0 | 0 | 3806000 | 0 | 0 | 0 | 3714000 | 0 | 0 | 0 | 3621000 | 0 | 0 | 0 | 6640000 | 0 | 0 | 0 | 3430970 | 0 | 0 | 0 | 3397036 | 0 | 0 | 0 | 3336927 | 0 | 0 | 0 | 3427625 | 0 | 0 | 0 | 3393691 | 0 | 0 | 0 | 3340806 | 0 | 0 | 0 | 3129700 | 0 | 0 | 0 | 3103915 | 0 | 0 | 0 | 3063836 | 0 | 0 | 0 | 0
20 | 215.1 |  |  |  | 215.1 | Storage and Warehouse Buildings | 0 | 0 | 0 | 0 | 0 | 0 | 0 | 0 | 0 | 0 | 0 | 0 | 0 | 0 | 0 | 0 | 0 | 0 | 0 | 0 | 0 | 0 | 0 | 0 | 0 | 0 | 0 | 0 | 0 | 0 | 0 | 0 | 0 | 0 | 0 | 0 | 0 | 0 | 0 | 0 | 0 | 0 | 0 | 0 | 0 | 0 | 0 | 0 | 0 | 0 | 0 | 0 | 0 | 0 | 0 | 0 | 0 | 0 | 0 | 0 | 0 | 0 | 0 | 0 | 0 | 0 | 0 | 0 | 0 | 0 | 0 | 0 | 0 | 0 | 0 | 0 | 0 | 0 | 0 | 0 | 0 | 0 | 0 | 0 | 0 | 0 | 0 | 0 | 0 | 0 | 0 | 0 | 0 | 0 | 0 | 0 | 0 | 0 | 0 | 0 | 0 | 0 | 0 | 0 | 0 | 0 | 0 | 0 | 0 | 0 | 0 | 0 | 0 | 0 | 0 | 0 | 0 | 0 | 0 | 0 | 0 | 0 | 0 | 0 | 0 | 0 | 0 | 0 | 0 | 0 | 0 | 0 | 0 | 0 | 0 | 0 | 0 | 0 | 0 | 0 | 0 | 0 | 0 | 0 | 0 | 0 | 0 | 1313000 | 0 | 0 | 0 | 1297000 | 0 | 0 | 0 | 1273000 | 0 | 0 | 0 | 1943000 | 0 | 0 | 0 | 0 | 0 | 0 | 0 | 0 | 0 | 0 | 0 | 0 | 0 | 0 | 0 | 0 | 0 | 0 | 0 | 0 | 0 | 0 | 0 | 0 | 0 | 0 | 0 | 0 | 0 | 0 | 0 | 0 | 0 | 0 | 0 | 0 | 0 | 0 | 0 | 0
20 | 215.2 |  |  |  | 215.2 | Unloading Facility for Material Requiring Special Consideration | 0 | 0 | 0 | 0 | 0 | 0 | 0 | 0 | 0 | 0 | 0 | 0 | 0 | 0 | 0 | 0 | 0 | 0 | 0 | 0 | 0 | 0 | 0 | 0 | 0 | 0 | 0 | 0 | 0 | 0 | 0 | 0 | 0 | 0 | 0 | 0 | 0 | 0 | 0 | 0 | 0 | 0 | 0 | 0 | 0 | 0 | 0 | 0 | 0 | 0 | 0 | 0 | 0 | 0 | 0 | 0 | 0 | 0 | 0 | 0 | 0 | 0 | 0 | 0 | 0 | 0 | 0 | 0 | 0 | 0 | 0 | 0 | 0 | 0 | 0 | 0 | 0 | 0 | 0 | 0 | 0 | 0 | 0 | 0 | 0 | 0 | 0 | 0 | 0 | 0 | 0 | 0 | 0 | 0 | 0 | 0 | 0 | 0 | 0 | 0 | 0 | 0 | 0 | 0 | 0 | 0 | 0 | 0 | 0 | 0 | 0 | 0 | 0 | 0 | 0 | 0 | 0 | 0 | 0 | 0 | 0 | 0 | 0 | 0 | 0 | 0 | 0 | 0 | 0 | 0 | 0 | 0 | 0 | 0 | 0 | 0 | 0 | 0 | 0 | 0 | 0 | 0 | 0 | 0 | 0 | 0 | 0 | 0 | 0 | 0 | 0 | 0 | 0 | 0 | 0 | 0 | 0 | 0 | 0 | 0 | 0 | 0 | 0 | 0 | 0 | 0 | 0 | 0 | 0 | 0 | 0 | 0 | 0 | 0 | 0 | 0 | 0 | 0 | 0 | 0 | 0 | 0 | 0 | 0 | 0 | 0 | 0 | 0 | 0 | 0 | 0 | 0 | 0 | 0 | 0 | 0 | 0 | 0 | 0 | 0
20 | 215.3 |  |  |  | 215.3 | Reactor Receiving and Assembly Building | 0 | 0 | 0 | 0 | 0 | 0 | 0 | 0 | 0 | 0 | 0 | 0 | 0 | 0 | 0 | 0 | 0 | 0 | 0 | 0 | 0 | 0 | 0 | 0 | 0 | 0 | 0 | 0 | 0 | 0 | 0 | 0 | 0 | 0 | 0 | 0 | 0 | 0 | 0 | 0 | 0 | 0 | 0 | 0 | 0 | 0 | 0 | 0 | 0 | 0 | 0 | 0 | 0 | 0 | 0 | 0 | 0 | 0 | 0 | 0 | 0 | 0 | 0 | 0 | 0 | 0 | 0 | 0 | 0 | 0 | 0 | 0 | 0 | 0 | 0 | 0 | 0 | 0 | 0 | 0 | 0 | 0 | 0 | 0 | 0 | 0 | 0 | 0 | 0 | 0 | 0 | 0 | 0 | 0 | 0 | 0 | 0 | 0 | 0 | 0 | 0 | 0 | 0 | 0 | 0 | 0 | 0 | 0 | 0 | 0 | 0 | 0 | 0 | 0 | 0 | 0 | 0 | 0 | 0 | 0 | 0 | 0 | 0 | 0 | 0 | 0 | 0 | 0 | 0 | 0 | 0 | 0 | 0 | 0 | 0 | 0 | 0 | 0 | 0 | 0 | 0 | 0 | 0 | 0 | 0 | 0 | 0 | 0 | 0 | 0 | 0 | 0 | 0 | 0 | 0 | 0 | 0 | 0 | 0 | 0 | 0 | 0 | 0 | 0 | 0 | 0 | 0 | 0 | 0 | 0 | 0 | 0 | 0 | 0 | 0 | 0 | 0 | 0 | 0 | 0 | 0 | 0 | 0 | 0 | 0 | 0 | 0 | 0 | 0 | 0 | 0 | 0 | 0 | 0 | 0 | 0 | 0 | 0 | 0 | 0
20 | 215.4 |  |  |  | 215.4 | Radwaste Building | 0 | 0 | 0 | 0 | 0 | 0 | 0 | 0 | 0 | 0 | 0 | 0 | 0 | 0 | 0 | 0 | 0 | 0 | 0 | 0 | 0 | 0 | 0 | 0 | 0 | 0 | 0 | 0 | 0 | 0 | 0 | 0 | 0 | 0 | 0 | 0 | 0 | 0 | 0 | 0 | 0 | 0 | 0 | 0 | 0 | 0 | 0 | 0 | 0 | 0 | 0 | 0 | 0 | 0 | 0 | 0 | 656271 | 14939875 | 6782680 | 22378826 | 651097 | 9023634 | 4692587 | 14367318 | 0 | 0 | 0 | 0 | 618542 | 8572452 | 4692587 | 13883581 | 0 | 0 | 0 | 0 | 0 | 0 | 0 | 0 | 0 | 0 | 0 | 0 | 0 | 0 | 0 | 0 | 720412.8 | 7818006 | 4254663 | 12793082 | 916612.0323 | 11452551.7327 | 7144493.6335 | 19513657.3985 | 1454503.6698 | 8616677.7378 | 4722283.1628 | 14793464.5704 | 0 | 0 | 0 | 0 | 0 | 0 | 0 | 0 | 0 | 0 | 0 | 0 | 0 | 0 | 0 | 0 | 0 | 0 | 0 | 0 | 0 | 0 | 0 | 0 | 0 | 0 | 0 | 0 | 0 | 0 | 0 | 0 | 0 | 0 | 0 | 38750000 | 0 | 0 | 0 | 34481563 | 0 | 0 | 0 | 34481563 | 0 | 0 | 0 | 2493000 | 0 | 0 | 0 | 2417000 | 0 | 0 | 0 | 2348000 | 0 | 0 | 0 | 4697000 | 0 | 0 | 0 | 3430970 | 0 | 0 | 0 | 3397036 | 0 | 0 | 0 | 3336927 | 0 | 0 | 0 | 3427625 | 0 | 0 | 0 | 3393691 | 0 | 0 | 0 | 3340806 | 0 | 0 | 0 | 3129700 | 0 | 0 | 0 | 3103915 | 0 | 0 | 0 | 3063836 | 0 | 0 | 0 | 0
20 | 215.5 |  |  |  | 215.5 | Fuel Service Building | 0 | 0 | 0 | 0 | 0 | 0 | 0 | 0 | 0 | 0 | 0 | 0 | 0 | 0 | 0 | 0 | 0 | 0 | 0 | 0 | 0 | 0 | 0 | 0 | 0 | 0 | 0 | 0 | 0 | 0 | 0 | 0 | 0 | 0 | 0 | 0 | 0 | 0 | 0 | 0 | 0 | 0 | 0 | 0 | 0 | 0 | 0 | 0 | 0 | 0 | 0 | 0 | 0 | 0 | 0 | 0 | 0 | 0 | 0 | 0 | 0 | 0 | 0 | 0 | 0 | 0 | 0 | 0 | 0 | 0 | 0 | 0 | 0 | 0 | 0 | 0 | 0 | 0 | 0 | 0 | 0 | 0 | 0 | 0 | 0 | 0 | 0 | 0 | 0 | 0 | 0 | 0 | 0 | 0 | 0 | 0 | 0 | 0 | 0 | 0 | 0 | 0 | 0 | 0 | 0 | 0 | 0 | 0 | 0 | 0 | 0 | 0 | 0 | 0 | 0 | 0 | 0 | 0 | 0 | 0 | 0 | 0 | 0 | 0 | 0 | 0 | 0 | 201764455 | 0 | 0 | 0 | 0 | 0 | 0 | 0 | 28150000 | 0 | 0 | 0 | 29709847 | 0 | 0 | 0 | 29709847 | 0 | 0 | 0 | 0 | 0 | 0 | 0 | 0 | 0 | 0 | 0 | 0 | 0 | 0 | 0 | 0 | 0 | 0 | 0 | 0 | 0 | 0 | 0 | 0 | 0 | 0 | 0 | 0 | 0 | 0 | 0 | 0 | 0 | 0 | 0 | 0 | 0 | 0 | 0 | 0 | 0 | 0 | 0 | 0 | 0 | 0 | 0 | 0 | 0 | 0 | 0 | 0 | 0 | 0 | 0 | 0
20 | 216 |  |  | 216 |  | Human Resources Buildings | 0 | 0 | 0 | 0 | 0 | 0 | 0 | 0 | 0 | 0 | 0 | 0 | 0 | 0 | 0 | 0 | 0 | 0 | 0 | 0 | 0 | 0 | 0 | 0 | 0 | 0 | 0 | 0 | 0 | 0 | 0 | 0 | 0 | 0 | 0 | 0 | 0 | 0 | 0 | 0 | 0 | 0 | 0 | 0 | 0 | 0 | 0 | 0 | 0 | 0 | 0 | 0 | 0 | 0 | 0 | 0 | 1006814 | 8030193 | 4060682 | 13097689 | 924216 | 4831593 | 3041938 | 8797747 | 532726 | 3307612 | 2106318 | 5946576 | 878005 | 4590014 | 3041938 | 8509957 | 483000 | 2835000 | 1861000 | 5179000 | 0 | 0 | 0 | 0 | 0 | 0 | 0 | 0 | 0 | 0 | 0 | 0 | 1007582.4 | 10503857.7 | 6776218.8 | 18287659 | 1334506.7546 | 8188668.2425 | 4699535.9937 | 14222710.9908 | 2230789.2091 | 4967783.8743 | 1750824.607 | 8949397.6904 | 0 | 0 | 0 | 0 | 0 | 0 | 0 | 0 | 0 | 0 | 0 | 0 | 0 | 0 | 0 | 0 | 0 | 0 | 0 | 0 | 0 | 0 | 0 | 0 | 0 | 0 | 0 | 39784667 | 0 | 0 | 0 | 0 | 0 | 0 | 0 | 0 | 0 | 0 | 0 | 21114593 | 0 | 0 | 0 | 21114593 | 0 | 0 | 0 | 9288000 | 0 | 0 | 0 | 9088000 | 0 | 0 | 0 | 8874000 | 0 | 0 | 0 | 14909000 | 0 | 0 | 0 | 4448469 | 0 | 0 | 0 | 4411344 | 0 | 0 | 0 | 4346034 | 0 | 0 | 0 | 4448469 | 0 | 0 | 0 | 4411344 | 0 | 0 | 0 | 4353981 | 0 | 0 | 0 | 4435757 | 0 | 0 | 0 | 4396096 | 0 | 0 | 0 | 4339885 | 0 | 0 | 0 | 0
20 | 216.1 |  |  |  | 216.1 | Administration Building | 0 | 0 | 0 | 0 | 0 | 0 | 0 | 0 | 0 | 0 | 0 | 0 | 0 | 0 | 0 | 0 | 0 | 0 | 0 | 0 | 0 | 0 | 0 | 0 | 0 | 0 | 0 | 0 | 0 | 0 | 0 | 0 | 0 | 0 | 0 | 0 | 0 | 0 | 0 | 0 | 0 | 0 | 0 | 0 | 0 | 0 | 0 | 0 | 0 | 0 | 0 | 0 | 0 | 0 | 0 | 0 | 866533 | 6050053 | 3260664 | 10177250 | 820374 | 3391564 | 2434409 | 6646347 | 434076 | 1939584 | 1498789 | 3872369 | 779355 | 3221986 | 2434409 | 6435750 | 434000 | 1940000 | 1494000 | 3868000 | 0 | 0 | 0 | 0 | 0 | 0 | 0 | 0 | 0 | 0 | 0 | 0 | 705582.1 | 7535732 | 5386177 | 13627491 | 1032506.4932 | 5220542.152 | 3309494.1914 | 9562542.8366 | 1928788.9476 | 1999657.7839 | 360782.8048 | 4289229.5362 | 0 | 0 | 0 | 0 | 0 | 0 | 0 | 0 | 0 | 0 | 0 | 0 | 0 | 0 | 0 | 0 | 0 | 0 | 0 | 0 | 0 | 0 | 0 | 0 | 0 | 0 | 0 | 0 | 0 | 0 | 0 | 0 | 0 | 0 | 0 | 0 | 0 | 0 | 0 | 15951233 | 0 | 0 | 0 | 15951233 | 0 | 0 | 0 | 0 | 0 | 0 | 0 | 0 | 0 | 0 | 0 | 0 | 0 | 0 | 0 | 0 | 0 | 0 | 0 | 0 | 0 | 0 | 0 | 0 | 0 | 0 | 0 | 0 | 0 | 0 | 0 | 0 | 0 | 0 | 0 | 0 | 0 | 0 | 0 | 0 | 0 | 0 | 0 | 0 | 0 | 0 | 0 | 0 | 0 | 0 | 0 | 0 | 0 | 0 | 0 | 0
20 | 216.2 |  |  |  | 216.2 | Security Building and Gatehouse | 0 | 0 | 0 | 0 | 0 | 0 | 0 | 0 | 0 | 0 | 0 | 0 | 0 | 0 | 0 | 0 | 0 | 0 | 0 | 0 | 0 | 0 | 0 | 0 | 0 | 0 | 0 | 0 | 0 | 0 | 0 | 0 | 0 | 0 | 0 | 0 | 0 | 0 | 0 | 0 | 0 | 0 | 0 | 0 | 0 | 0 | 0 | 0 | 0 | 0 | 0 | 0 | 0 | 0 | 0 | 0 | 77934 | 1340251 | 496504 | 1914689 | 51921 | 942705 | 367329 | 1361955 | 49325 | 895570 | 367329 | 1312224 | 49325 | 895570 | 367329 | 1312224 | 49000 | 895000 | 367000 | 1311000 | 0 | 0 | 0 | 0 | 0 | 0 | 0 | 0 | 0 | 0 | 0 | 0 | 167778.2 | 2040987 | 867222.1 | 3075988 | 167778.1623 | 2040987.3967 | 867222.1417 | 3075987.7007 | 167778.1623 | 2040987.3967 | 867222.1417 | 3075987.7007 | 0 | 0 | 0 | 0 | 0 | 0 | 0 | 0 | 0 | 0 | 0 | 0 | 0 | 0 | 0 | 0 | 0 | 0 | 0 | 0 | 0 | 0 | 0 | 0 | 0 | 0 | 0 | 5892123 | 0 | 0 | 0 | 0 | 0 | 0 | 0 | 0 | 0 | 0 | 0 | 3268692 | 0 | 0 | 0 | 3268692 | 0 | 0 | 0 | 55000 | 0 | 0 | 0 | 54000 | 0 | 0 | 0 | 53000 | 0 | 0 | 0 | 106000 | 0 | 0 | 0 | 0 | 0 | 0 | 0 | 0 | 0 | 0 | 0 | 0 | 0 | 0 | 0 | 0 | 0 | 0 | 0 | 0 | 0 | 0 | 0 | 0 | 0 | 0 | 0 | 0 | 0 | 0 | 0 | 0 | 0 | 0 | 0 | 0 | 0 | 0 | 0 | 0
20 | 216.3 |  |  |  | 216.3 | Training Center | 0 | 0 | 0 | 0 | 0 | 0 | 0 | 0 | 0 | 0 | 0 | 0 | 0 | 0 | 0 | 0 | 0 | 0 | 0 | 0 | 0 | 0 | 0 | 0 | 0 | 0 | 0 | 0 | 0 | 0 | 0 | 0 | 0 | 0 | 0 | 0 | 0 | 0 | 0 | 0 | 0 | 0 | 0 | 0 | 0 | 0 | 0 | 0 | 0 | 0 | 0 | 0 | 0 | 0 | 0 | 0 | 0 | 0 | 0 | 0 | 0 | 0 | 0 | 0 | 0 | 0 | 0 | 0 | 0 | 0 | 0 | 0 | 0 | 0 | 0 | 0 | 0 | 0 | 0 | 0 | 0 | 0 | 0 | 0 | 0 | 0 | 0 | 0 | 0 | 0 | 0 | 0 | 0 | 0 | 0 | 0 | 0 | 0 | 0 | 0 | 0 | 0 | 0 | 0 | 0 | 0 | 0 | 0 | 0 | 0 | 0 | 0 | 0 | 0 | 0 | 0 | 0 | 0 | 0 | 0 | 0 | 0 | 0 | 0 | 0 | 0 | 0 | 0 | 0 | 0 | 0 | 0 | 0 | 0 | 0 | 0 | 0 | 0 | 0 | 0 | 0 | 0 | 0 | 0 | 0 | 0 | 0 | 0 | 0 | 0 | 0 | 0 | 0 | 0 | 0 | 0 | 0 | 0 | 0 | 0 | 0 | 0 | 0 | 0 | 0 | 0 | 0 | 0 | 0 | 0 | 0 | 0 | 0 | 0 | 0 | 0 | 0 | 0 | 0 | 0 | 0 | 0 | 0 | 0 | 0 | 0 | 0 | 0 | 0 | 0 | 0 | 0 | 0 | 0 | 0 | 0 | 0 | 0 | 0 | 0
20 | 216.4 |  |  |  | 216.4 | Operation and Maintenance (O&M) Center | 0 | 0 | 0 | 0 | 0 | 0 | 0 | 0 | 0 | 0 | 0 | 0 | 0 | 0 | 0 | 0 | 0 | 0 | 0 | 0 | 0 | 0 | 0 | 0 | 0 | 0 | 0 | 0 | 0 | 0 | 0 | 0 | 0 | 0 | 0 | 0 | 0 | 0 | 0 | 0 | 0 | 0 | 0 | 0 | 0 | 0 | 0 | 0 | 0 | 0 | 0 | 0 | 0 | 0 | 0 | 0 | 62347 | 639889 | 303514 | 1005750 | 51921 | 497324 | 240200 | 789445 | 49325 | 472458 | 240200 | 761983 | 49325 | 472458 | 240200 | 761983 | 0 | 0 | 0 | 0 | 0 | 0 | 0 | 0 | 0 | 0 | 0 | 0 | 0 | 0 | 0 | 0 | 134222.1 | 927138.7 | 522819.7 | 1584180 | 134222.0992 | 927138.6937 | 522819.6605 | 1584180.4534 | 134222.0992 | 927138.6937 | 522819.6605 | 1584180.4534 | 0 | 0 | 0 | 0 | 0 | 0 | 0 | 0 | 0 | 0 | 0 | 0 | 0 | 0 | 0 | 0 | 0 | 0 | 0 | 0 | 0 | 0 | 0 | 0 | 0 | 0 | 0 | 33892544 | 0 | 0 | 0 | 0 | 0 | 0 | 0 | 0 | 0 | 0 | 0 | 1894668 | 0 | 0 | 0 | 1894668 | 0 | 0 | 0 | 7266000 | 0 | 0 | 0 | 7087000 | 0 | 0 | 0 | 6925000 | 0 | 0 | 0 | 11012000 | 0 | 0 | 0 | 4448469 | 0 | 0 | 0 | 4411344 | 0 | 0 | 0 | 4346034 | 0 | 0 | 0 | 4448469 | 0 | 0 | 0 | 4411344 | 0 | 0 | 0 | 4353981 | 0 | 0 | 0 | 4435757 | 0 | 0 | 0 | 4396096 | 0 | 0 | 0 | 4339885 | 0 | 0 | 0 | 0
20 | 217 |  |  | 217 |  | Miscellaneous Other Structures | 0 | 0 | 0 | 0 | 0 | 0 | 0 | 0 | 0 | 0 | 0 | 0 | 0 | 0 | 0 | 0 | 0 | 0 | 0 | 0 | 0 | 0 | 0 | 0 | 0 | 0 | 0 | 0 | 0 | 0 | 0 | 0 | 0 | 0 | 0 | 0 | 0 | 0 | 0 | 0 | 0 | 0 | 0 | 0 | 0 | 0 | 0 | 0 | 0 | 0 | 0 | 0 | 0 | 0 | 0 | 0 | 0 | 0 | 0 | 0 | 0 | 0 | 0 | 0 | 0 | 0 | 0 | 0 | 0 | 0 | 0 | 0 | 0 | 0 | 0 | 0 | 0 | 0 | 0 | 0 | 0 | 0 | 0 | 0 | 0 | 0 | 0 | 0 | 0 | 0 | 0 | 0 | 0 | 0 | 0 | 0 | 0 | 0 | 0 | 0 | 0 | 0 | 0 | 0 | 0 | 0 | 0 | 0 | 0 | 0 | 0 | 0 | 0 | 0 | 0 | 0 | 0 | 0 | 0 | 0 | 0 | 0 | 0 | 0 | 0 | 0 | 0 | 10424376 | 0 | 0 | 0 | 0 | 0 | 0 | 0 | 0 | 0 | 0 | 0 | 0 | 0 | 0 | 0 | 0 | 0 | 0 | 0 | 0 | 0 | 0 | 0 | 0 | 0 | 0 | 0 | 0 | 0 | 0 | 0 | 0 | 0 | 0 | 0 | 0 | 0 | 0 | 0 | 0 | 0 | 0 | 0 | 0 | 0 | 0 | 0 | 0 | 0 | 0 | 0 | 0 | 0 | 0 | 0 | 0 | 0 | 0 | 0 | 0 | 0 | 0 | 0 | 0 | 0 | 0 | 0 | 0 | 0 | 0 | 0 | 0
20 | 217.1 |  |  |  | 217.1 | Foundations for Outside Equipment and Tanks | 0 | 0 | 0 | 0 | 0 | 0 | 0 | 0 | 0 | 0 | 0 | 0 | 0 | 0 | 0 | 0 | 0 | 0 | 0 | 0 | 0 | 0 | 0 | 0 | 0 | 0 | 0 | 0 | 0 | 0 | 0 | 0 | 0 | 0 | 0 | 0 | 0 | 0 | 0 | 0 | 0 | 0 | 0 | 0 | 0 | 0 | 0 | 0 | 0 | 0 | 0 | 0 | 0 | 0 | 0 | 0 | 0 | 0 | 0 | 0 | 0 | 0 | 0 | 0 | 0 | 0 | 0 | 0 | 0 | 0 | 0 | 0 | 0 | 0 | 0 | 0 | 0 | 0 | 0 | 0 | 0 | 0 | 0 | 0 | 0 | 0 | 0 | 0 | 0 | 0 | 0 | 0 | 0 | 0 | 0 | 0 | 0 | 0 | 0 | 0 | 0 | 0 | 0 | 0 | 0 | 0 | 0 | 0 | 0 | 0 | 0 | 0 | 0 | 0 | 0 | 0 | 0 | 0 | 0 | 0 | 0 | 0 | 0 | 0 | 0 | 0 | 0 | 0 | 0 | 0 | 0 | 0 | 0 | 0 | 0 | 0 | 0 | 0 | 0 | 0 | 0 | 0 | 0 | 0 | 0 | 0 | 0 | 0 | 0 | 0 | 0 | 0 | 0 | 0 | 0 | 0 | 0 | 0 | 0 | 0 | 0 | 0 | 0 | 0 | 0 | 0 | 0 | 0 | 0 | 0 | 0 | 0 | 0 | 0 | 0 | 0 | 0 | 0 | 0 | 0 | 0 | 0 | 0 | 0 | 0 | 0 | 0 | 0 | 0 | 0 | 0 | 0 | 0 | 0 | 0 | 0 | 0 | 0 | 0 | 0
20 | 217.2 |  |  |  | 217.2 | Railroad Tracks | 0 | 0 | 0 | 0 | 0 | 0 | 0 | 0 | 0 | 0 | 0 | 0 | 0 | 0 | 0 | 0 | 0 | 0 | 0 | 0 | 0 | 0 | 0 | 0 | 0 | 0 | 0 | 0 | 0 | 0 | 0 | 0 | 0 | 0 | 0 | 0 | 0 | 0 | 0 | 0 | 0 | 0 | 0 | 0 | 0 | 0 | 0 | 0 | 0 | 0 | 0 | 0 | 0 | 0 | 0 | 0 | 0 | 0 | 0 | 0 | 0 | 0 | 0 | 0 | 0 | 0 | 0 | 0 | 0 | 0 | 0 | 0 | 0 | 0 | 0 | 0 | 0 | 0 | 0 | 0 | 0 | 0 | 0 | 0 | 0 | 0 | 0 | 0 | 0 | 0 | 0 | 0 | 0 | 0 | 0 | 0 | 0 | 0 | 0 | 0 | 0 | 0 | 0 | 0 | 0 | 0 | 0 | 0 | 0 | 0 | 0 | 0 | 0 | 0 | 0 | 0 | 0 | 0 | 0 | 0 | 0 | 0 | 0 | 0 | 0 | 0 | 0 | 0 | 0 | 0 | 0 | 0 | 0 | 0 | 0 | 0 | 0 | 0 | 0 | 0 | 0 | 0 | 0 | 0 | 0 | 0 | 0 | 0 | 0 | 0 | 0 | 0 | 0 | 0 | 0 | 0 | 0 | 0 | 0 | 0 | 0 | 0 | 0 | 0 | 0 | 0 | 0 | 0 | 0 | 0 | 0 | 0 | 0 | 0 | 0 | 0 | 0 | 0 | 0 | 0 | 0 | 0 | 0 | 0 | 0 | 0 | 0 | 0 | 0 | 0 | 0 | 0 | 0 | 0 | 0 | 0 | 0 | 0 | 0 | 0
20 | 217.3 |  |  |  | 217.3 | Roads and Paved Areas | 0 | 0 | 0 | 0 | 0 | 0 | 0 | 0 | 0 | 0 | 0 | 0 | 0 | 0 | 0 | 0 | 0 | 0 | 0 | 0 | 0 | 0 | 0 | 0 | 0 | 0 | 0 | 0 | 0 | 0 | 0 | 0 | 0 | 0 | 0 | 0 | 0 | 0 | 0 | 0 | 0 | 0 | 0 | 0 | 0 | 0 | 0 | 0 | 0 | 0 | 0 | 0 | 0 | 0 | 0 | 0 | 0 | 0 | 0 | 0 | 0 | 0 | 0 | 0 | 0 | 0 | 0 | 0 | 0 | 0 | 0 | 0 | 0 | 0 | 0 | 0 | 0 | 0 | 0 | 0 | 0 | 0 | 0 | 0 | 0 | 0 | 0 | 0 | 0 | 0 | 0 | 0 | 0 | 0 | 0 | 0 | 0 | 0 | 0 | 0 | 0 | 0 | 0 | 0 | 0 | 0 | 0 | 0 | 0 | 0 | 0 | 0 | 0 | 0 | 0 | 0 | 0 | 0 | 0 | 0 | 0 | 0 | 0 | 0 | 0 | 0 | 0 | 10424376 | 0 | 0 | 0 | 0 | 0 | 0 | 0 | 0 | 0 | 0 | 0 | 0 | 0 | 0 | 0 | 0 | 0 | 0 | 0 | 0 | 0 | 0 | 0 | 0 | 0 | 0 | 0 | 0 | 0 | 0 | 0 | 0 | 0 | 0 | 0 | 0 | 0 | 0 | 0 | 0 | 0 | 0 | 0 | 0 | 0 | 0 | 0 | 0 | 0 | 0 | 0 | 0 | 0 | 0 | 0 | 0 | 0 | 0 | 0 | 0 | 0 | 0 | 0 | 0 | 0 | 0 | 0 | 0 | 0 | 0 | 0 | 0
20 | 217.4 |  |  |  | 217.4 | Beyond Design-Basis Building | 0 | 0 | 0 | 0 | 0 | 0 | 0 | 0 | 0 | 0 | 0 | 0 | 0 | 0 | 0 | 0 | 0 | 0 | 0 | 0 | 0 | 0 | 0 | 0 | 0 | 0 | 0 | 0 | 0 | 0 | 0 | 0 | 0 | 0 | 0 | 0 | 0 | 0 | 0 | 0 | 0 | 0 | 0 | 0 | 0 | 0 | 0 | 0 | 0 | 0 | 0 | 0 | 0 | 0 | 0 | 0 | 0 | 0 | 0 | 0 | 0 | 0 | 0 | 0 | 0 | 0 | 0 | 0 | 0 | 0 | 0 | 0 | 0 | 0 | 0 | 0 | 0 | 0 | 0 | 0 | 0 | 0 | 0 | 0 | 0 | 0 | 0 | 0 | 0 | 0 | 0 | 0 | 0 | 0 | 0 | 0 | 0 | 0 | 0 | 0 | 0 | 0 | 0 | 0 | 0 | 0 | 0 | 0 | 0 | 0 | 0 | 0 | 0 | 0 | 0 | 0 | 0 | 0 | 0 | 0 | 0 | 0 | 0 | 0 | 0 | 0 | 0 | 0 | 0 | 0 | 0 | 0 | 0 | 0 | 0 | 0 | 0 | 0 | 0 | 0 | 0 | 0 | 0 | 0 | 0 | 0 | 0 | 0 | 0 | 0 | 0 | 0 | 0 | 0 | 0 | 0 | 0 | 0 | 0 | 0 | 0 | 0 | 0 | 0 | 0 | 0 | 0 | 0 | 0 | 0 | 0 | 0 | 0 | 0 | 0 | 0 | 0 | 0 | 0 | 0 | 0 | 0 | 0 | 0 | 0 | 0 | 0 | 0 | 0 | 0 | 0 | 0 | 0 | 0 | 0 | 0 | 0 | 0 | 0 | 0
20 | 22 |  | 22 |  |  | Reactor System | 0 | 0 | 0 | 215460000 | 0 | 0 | 0 | 633928981.3631 | 0 | 0 | 0 | 300000000 | 0 | 0 | 0 | 894190000 | 0 | 0 | 0 | 151960000 | 0 | 0 | 0 | 447960000 | 0 | 0 | 0 | 218560000 | 0 | 0 | 0 | 652530000 | 0 | 0 | 0 | 2570000000 | 0 | 0 | 0 | 1480000000 | 0 | 0 | 0 | 830000000 | 0 | 0 | 0 | 1580000000 | 0 | 0 | 0 | 540000000 | 0 | 0 | 0 | 990000000 | 245105989 | 105771445 | 19763160 | 370640594 | 239629106 | 48997016 | 14421864 | 303048181 | 172941237 | 21943813 | 9063590 | 203948640 | 242566133 | 34946738 | 12900810 | 116453881 | 151964000 | 18015000 | 10319000 | 180298000 | 0 | 0 | 0 | 577247000 | 0 | 0 | 0 | 762000000 | 0 | 0 | 0 | 944000000 | 129866488.2 | 30275214.1 | 9506620.04 | 169648321 | 240981004.9124 | 44491238.5191 | 4190383.1993 | 289662626.6308 | 1447620728.2307 | 274729235.4068 | 76591489.8605 | 599647151.166 | 0 | 0 | 0 | 103339439.5214 | 0 | 0 | 0 | 168954959.7919 | 0 | 0 | 0 | 301181473.6611 | 0 | 0 | 0 | 572490427.6423 | 0 | 0 | 0 | 1095689052.658 | 0 | 0 | 0 | 1351816911.9167 | 0 | 0 | 0 | 585238012 | 0 | 0 | 0 | 869360876 | 329840000 | 45440000 | 5270000 | 558080000 | 0 | 0 | 0 | 818006909 | 0 | 0 | 0 | 818006909 | 0 | 0 | 0 | 296918000 | 0 | 0 | 0 | 262517000 | 0 | 0 | 0 | 236944000 | 0 | 0 | 0 | 447889000 | 492419942 | 20951987 | 9517078 | 464641631 | 434115247 | 19561576 | 60132901 | 410567509 | 394849460 | 18860079 | 9517078 | 375353849 | 606600451 | 21858350 | 9886890 | 429830424 | 536530316 | 19679517 | 9886890 | 508135120 | 493359229 | 19768543 | 9886890 | 468744071 | 528916109 | 22766461 | 9037319 | 498740633 | 468896604 | 21258663 | 9037319 | 443208160 | 430771221 | 20588857 | 9037319 | 409113420 | 0 | 0 | 0 | 180000000
20 | 221 |  |  | 221 |  | Reactor Components | 0 | 0 | 0 | 127340000 | 0 | 0 | 0 | 366981974.5072 | 0 | 0 | 0 | 156950000 | 0 | 0 | 0 | 452030000 | 0 | 0 | 0 | 86500000 | 0 | 0 | 0 | 249450000 | 0 | 0 | 0 | 111830000 | 0 | 0 | 0 | 322110000 | 0 | 0 | 0 | 0 | 0 | 0 | 0 | 0 | 0 | 0 | 0 | 0 | 0 | 0 | 0 | 0 | 0 | 0 | 0 | 0 | 0 | 0 | 0 | 0 | 180178428 | 4284831 | 6068482 | 190531741 | 180178428 | 3763592 | 5914859 | 189856879 | 131045235 | 2621880 | 4416862 | 138083977 | 174791521 | 3575412 | 5897359 | 10304492 | 120633000 | 2845000 | 4857000 | 128335000 | 0 | 0 | 0 | 0 | 0 | 0 | 0 | 0 | 0 | 0 | 0 | 0 | 86900650 | 3289823 | 0 | 90190473 | 138604287.2626 | 6886882.7084 | 0 | 145491169.971 | 129049898.8671 | 5608993.9375 | 9529053.6915 | 144187946.4961 | 0 | 0 | 0 | 0 | 0 | 0 | 0 | 0 | 0 | 0 | 0 | 0 | 0 | 0 | 0 | 0 | 0 | 0 | 0 | 0 | 0 | 0 | 0 | 0 | 0 | 0 | 0 | 132698750 | 0 | 0 | 0 | 0 | 127380000 | 8750000 | 870000 | 258410000 | 0 | 0 | 0 | 197406910 | 0 | 0 | 0 | 197406910 | 0 | 0 | 0 | 156600000 | 0 | 0 | 0 | 135439000 | 0 | 0 | 0 | 121921000 | 0 | 0 | 0 | 243842000 | 0 | 0 | 0 | 283043280 | 0 | 0 | 0 | 252326434 | 0 | 0 | 0 | 231447653 | 0 | 0 | 0 | 162054255 | 0 | 0 | 0 | 274624595 | 0 | 0 | 0 | 255254994 | 0 | 0 | 0 | 309244373 | 0 | 0 | 0 | 277549395 | 0 | 0 | 0 | 257903995 | 0 | 0 | 0 | 0
20 | 221.11 |  |  |  | 221.11 | Reactor support | 0 | 0 | 0 | 0 | 0 | 0 | 0 | 0 | 0 | 0 | 0 | 0 | 0 | 0 | 0 | 0 | 0 | 0 | 0 | 0 | 0 | 0 | 0 | 0 | 0 | 0 | 0 | 0 | 0 | 0 | 0 | 0 | 0 | 0 | 0 | 0 | 0 | 0 | 0 | 0 | 0 | 0 | 0 | 0 | 0 | 0 | 0 | 0 | 0 | 0 | 0 | 0 | 0 | 0 | 0 | 0 | 0 | 0 | 0 | 0 | 0 | 0 | 0 | 0 | 0 | 0 | 0 | 0 | 0 | 0 | 0 | 0 | 0 | 0 | 0 | 0 | 0 | 0 | 0 | 0 | 0 | 0 | 0 | 0 | 0 | 0 | 0 | 0 | 0 | 0 | 0 | 0 | 0 | 0 | 0 | 0 | 0 | 0 | 0 | 0 | 0 | 0 | 0 | 0 | 0 | 0 | 0 | 0 | 0 | 0 | 0 | 0 | 0 | 0 | 0 | 0 | 0 | 0 | 0 | 0 | 0 | 0 | 0 | 0 | 0 | 0 | 0 | 0 | 0 | 0 | 0 | 0 | 0 | 0 | 0 | 16250000 | 0 | 0 | 0 | 0 | 0 | 0 | 0 | 0 | 0 | 0 | 0 | 76985000 | 0 | 0 | 0 | 68356000 | 0 | 0 | 0 | 61600000 | 0 | 0 | 0 | 123201000 | 0 | 0 | 0 | 137003284 | 0 | 0 | 0 | 127020579 | 0 | 0 | 0 | 120802079 | 0 | 0 | 0 | 16014257 | 0 | 0 | 0 | 149318740 | 0 | 0 | 0 | 143002059 | 0 | 0 | 0 | 163204375 | 0 | 0 | 0 | 152243540 | 0 | 0 | 0 | 145651060 | 0 | 0 | 0 | 0
20 | 221.12 |  |  |  | 221.12 | Outer vessel structure | 0 | 0 | 0 | 80560000 | 0 | 0 | 0 | 232090064.8181 | 0 | 0 | 0 | 94800000 | 0 | 0 | 0 | 273130000 | 0 | 0 | 0 | 55650000 | 0 | 0 | 0 | 160390000 | 0 | 0 | 0 | 65470000 | 0 | 0 | 0 | 188720000 | 0 | 0 | 0 | 0 | 0 | 0 | 0 | 0 | 0 | 0 | 0 | 0 | 0 | 0 | 0 | 0 | 0 | 0 | 0 | 0 | 0 | 0 | 0 | 0 | 0 | 0 | 0 | 0 | 0 | 0 | 0 | 0 | 0 | 0 | 0 | 0 | 0 | 0 | 0 | 0 | 0 | 0 | 0 | 0 | 0 | 0 | 0 | 0 | 0 | 0 | 0 | 0 | 0 | 0 | 0 | 0 | 0 | 0 | 0 | 0 | 0 | 0 | 0 | 0 | 0 | 0 | 0 | 0 | 0 | 0 | 0 | 0 | 0 | 0 | 0 | 0 | 0 | 0 | 0 | 0 | 0 | 0 | 0 | 0 | 0 | 0 | 0 | 0 | 0 | 0 | 0 | 0 | 0 | 0 | 0 | 0 | 0 | 0 | 0 | 0 | 0 | 0 | 0 | 0 | 0 | 0 | 0 | 0 | 0 | 0 | 0 | 0 | 0 | 0 | 0 | 0 | 0 | 0 | 0 | 0 | 0 | 0 | 0 | 0 | 0 | 0 | 0 | 0 | 0 | 0 | 0 | 0 | 0 | 0 | 0 | 0 | 0 | 0 | 0 | 0 | 0 | 0 | 0 | 0 | 0 | 0 | 0 | 0 | 0 | 0 | 0 | 0 | 0 | 0 | 0 | 0 | 0 | 0 | 0 | 0 | 0 | 0 | 0 | 0 | 0 | 0 | 0 | 0
20 | 221.13 |  |  |  | 221.13 | Inner vessel structure | 0 | 0 | 0 | 30510000 | 0 | 0 | 0 | 88689054.3073 | 0 | 0 | 0 | 35780000 | 0 | 0 | 0 | 104010000 | 0 | 0 | 0 | 21550000 | 0 | 0 | 0 | 62660000 | 0 | 0 | 0 | 25270000 | 0 | 0 | 0 | 73480000 | 0 | 0 | 0 | 0 | 0 | 0 | 0 | 0 | 0 | 0 | 0 | 0 | 0 | 0 | 0 | 0 | 0 | 0 | 0 | 0 | 0 | 0 | 0 | 0 | 0 | 0 | 0 | 0 | 0 | 0 | 0 | 0 | 0 | 0 | 0 | 0 | 0 | 0 | 0 | 0 | 0 | 0 | 0 | 0 | 0 | 0 | 0 | 0 | 0 | 0 | 0 | 0 | 0 | 0 | 0 | 0 | 0 | 0 | 0 | 0 | 0 | 0 | 0 | 0 | 0 | 0 | 0 | 0 | 0 | 0 | 0 | 0 | 0 | 0 | 0 | 0 | 0 | 0 | 0 | 0 | 0 | 0 | 0 | 0 | 0 | 0 | 0 | 0 | 0 | 0 | 0 | 0 | 0 | 0 | 0 | 0 | 0 | 0 | 0 | 0 | 127380000 | 8750000 | 870000 | 227420000 | 0 | 0 | 0 | 0 | 0 | 0 | 0 | 0 | 0 | 0 | 0 | 0 | 0 | 0 | 0 | 0 | 0 | 0 | 0 | 0 | 0 | 0 | 0 | 0 | 0 | 0 | 0 | 0 | 0 | 0 | 0 | 0 | 0 | 0 | 0 | 0 | 0 | 0 | 0 | 0 | 0 | 0 | 0 | 0 | 0 | 0 | 0 | 0 | 0 | 0 | 0 | 0 | 0 | 0 | 0 | 0 | 0 | 0 | 0 | 0 | 0 | 0 | 0 | 0
20 | 221.21 |  |  |  | 221.21 | Reactivity control system | 0 | 0 | 0 | 0 | 0 | 0 | 0 | 0 | 0 | 0 | 0 | 0 | 0 | 0 | 0 | 0 | 0 | 0 | 0 | 0 | 0 | 0 | 0 | 0 | 0 | 0 | 0 | 0 | 0 | 0 | 0 | 0 | 0 | 0 | 0 | 0 | 0 | 0 | 0 | 0 | 0 | 0 | 0 | 0 | 0 | 0 | 0 | 0 | 0 | 0 | 0 | 0 | 0 | 0 | 0 | 0 | 0 | 0 | 0 | 0 | 0 | 0 | 0 | 0 | 0 | 0 | 0 | 0 | 0 | 0 | 0 | 0 | 0 | 0 | 0 | 0 | 0 | 0 | 0 | 0 | 0 | 0 | 0 | 0 | 0 | 0 | 0 | 0 | 0 | 0 | 0 | 0 | 0 | 0 | 0 | 0 | 0 | 0 | 0 | 0 | 0 | 0 | 0 | 0 | 0 | 0 | 0 | 0 | 0 | 0 | 0 | 0 | 0 | 0 | 0 | 0 | 0 | 0 | 0 | 0 | 0 | 0 | 0 | 0 | 0 | 0 | 0 | 0 | 0 | 0 | 0 | 0 | 0 | 0 | 0 | 14740000 | 0 | 0 | 0 | 0 | 0 | 0 | 0 | 0 | 0 | 0 | 0 | 0 | 0 | 0 | 0 | 0 | 0 | 0 | 0 | 0 | 0 | 0 | 0 | 0 | 0 | 0 | 0 | 0 | 0 | 0 | 0 | 0 | 0 | 0 | 0 | 0 | 0 | 0 | 0 | 0 | 0 | 0 | 0 | 0 | 0 | 0 | 0 | 0 | 0 | 0 | 0 | 0 | 0 | 0 | 0 | 0 | 0 | 0 | 0 | 0 | 0 | 0 | 0 | 0
20 | 221.31 |  |  |  | 221.31 | Reflector | 0 | 0 | 0 | 0 | 0 | 0 | 0 | 0 | 0 | 0 | 0 | 0 | 0 | 0 | 0 | 0 | 0 | 0 | 0 | 0 | 0 | 0 | 0 | 0 | 0 | 0 | 0 | 0 | 0 | 0 | 0 | 0 | 0 | 0 | 0 | 0 | 0 | 0 | 0 | 0 | 0 | 0 | 0 | 0 | 0 | 0 | 0 | 0 | 0 | 0 | 0 | 0 | 0 | 0 | 0 | 0 | 0 | 0 | 0 | 0 | 0 | 0 | 0 | 0 | 0 | 0 | 0 | 0 | 0 | 0 | 0 | 0 | 0 | 0 | 0 | 0 | 0 | 0 | 0 | 0 | 0 | 0 | 0 | 0 | 0 | 0 | 0 | 0 | 0 | 0 | 0 | 0 | 0 | 0 | 0 | 0 | 0 | 0 | 0 | 0 | 0 | 0 | 0 | 0 | 0 | 0 | 0 | 0 | 0 | 0 | 0 | 0 | 0 | 0 | 0 | 0 | 0 | 0 | 0 | 0 | 0 | 0 | 0 | 0 | 0 | 0 | 0 | 0 | 0 | 0 | 0 | 0 | 0 | 0 | 0 | 0 | 0 | 0 | 0 | 0 | 0 | 0 | 0 | 0 | 0 | 0 | 0 | 0 | 0 | 0 | 0 | 0 | 0 | 0 | 0 | 0 | 0 | 0 | 0 | 0 | 0 | 0 | 0 | 0 | 0 | 0 | 0 | 0 | 0 | 0 | 0 | 0 | 0 | 0 | 0 | 0 | 0 | 0 | 0 | 0 | 0 | 0 | 0 | 0 | 0 | 0 | 0 | 0 | 0 | 0 | 0 | 0 | 0 | 0 | 0 | 0 | 0 | 0 | 0 | 0
20 | 221.32 |  |  |  | 221.32 | Shield | 0 | 0 | 0 | 0 | 0 | 0 | 0 | 0 | 0 | 0 | 0 | 0 | 0 | 0 | 0 | 0 | 0 | 0 | 0 | 0 | 0 | 0 | 0 | 0 | 0 | 0 | 0 | 0 | 0 | 0 | 0 | 0 | 0 | 0 | 0 | 0 | 0 | 0 | 0 | 0 | 0 | 0 | 0 | 0 | 0 | 0 | 0 | 0 | 0 | 0 | 0 | 0 | 0 | 0 | 0 | 0 | 0 | 0 | 0 | 0 | 0 | 0 | 0 | 0 | 0 | 0 | 0 | 0 | 0 | 0 | 0 | 0 | 0 | 0 | 0 | 0 | 0 | 0 | 0 | 0 | 0 | 0 | 0 | 0 | 0 | 0 | 0 | 0 | 0 | 0 | 0 | 0 | 0 | 0 | 0 | 0 | 0 | 0 | 0 | 0 | 0 | 0 | 0 | 0 | 0 | 0 | 0 | 0 | 0 | 0 | 0 | 0 | 0 | 0 | 0 | 0 | 0 | 0 | 0 | 0 | 0 | 0 | 0 | 0 | 0 | 0 | 0 | 0 | 0 | 0 | 0 | 0 | 0 | 0 | 0 | 0 | 0 | 0 | 0 | 0 | 0 | 0 | 0 | 0 | 0 | 0 | 0 | 0 | 0 | 0 | 0 | 0 | 0 | 0 | 0 | 0 | 0 | 0 | 0 | 0 | 0 | 0 | 0 | 0 | 0 | 0 | 0 | 0 | 0 | 0 | 0 | 0 | 0 | 0 | 0 | 0 | 0 | 0 | 0 | 0 | 0 | 0 | 0 | 0 | 0 | 0 | 0 | 0 | 0 | 0 | 0 | 0 | 0 | 0 | 0 | 0 | 0 | 0 | 0 | 0
20 | 221.33 |  |  |  | 221.33 | Moderator | 0 | 0 | 0 | 16270000 | 0 | 0 | 0 | 46202855.3818 | 0 | 0 | 0 | 26370000 | 0 | 0 | 0 | 74890000 | 0 | 0 | 0 | 9300000 | 0 | 0 | 0 | 26400000 | 0 | 0 | 0 | 21090000 | 0 | 0 | 0 | 59910000 | 0 | 0 | 0 | 0 | 0 | 0 | 0 | 0 | 0 | 0 | 0 | 0 | 0 | 0 | 0 | 0 | 0 | 0 | 0 | 0 | 0 | 0 | 0 | 0 | 0 | 0 | 0 | 0 | 0 | 0 | 0 | 0 | 0 | 0 | 0 | 0 | 0 | 0 | 0 | 0 | 0 | 0 | 0 | 0 | 0 | 0 | 0 | 0 | 0 | 0 | 0 | 0 | 0 | 0 | 0 | 0 | 0 | 0 | 0 | 0 | 0 | 0 | 0 | 0 | 0 | 0 | 0 | 0 | 0 | 0 | 0 | 0 | 0 | 0 | 0 | 0 | 0 | 0 | 0 | 0 | 0 | 0 | 0 | 0 | 0 | 0 | 0 | 0 | 0 | 0 | 0 | 0 | 0 | 0 | 0 | 0 | 0 | 0 | 0 | 0 | 0 | 0 | 0 | 0 | 0 | 0 | 0 | 0 | 0 | 0 | 0 | 0 | 0 | 0 | 0 | 0 | 0 | 0 | 0 | 0 | 0 | 0 | 0 | 0 | 0 | 0 | 0 | 0 | 0 | 0 | 0 | 0 | 0 | 0 | 0 | 0 | 0 | 0 | 0 | 0 | 0 | 0 | 0 | 0 | 0 | 0 | 0 | 0 | 0 | 0 | 0 | 0 | 0 | 0 | 0 | 0 | 0 | 0 | 0 | 0 | 0 | 0 | 0 | 0 | 0 | 0 | 0 | 0
20 | 222 |  |  | 222 |  | Main Heat Transport System | 0 | 0 | 0 | 18840000 | 0 | 0 | 0 | 55564593.4566 | 0 | 0 | 0 | 21980000 | 0 | 0 | 0 | 64800000 | 0 | 0 | 0 | 13320000 | 0 | 0 | 0 | 39280000 | 0 | 0 | 0 | 15530000 | 0 | 0 | 0 | 45800000 | 0 | 0 | 0 | 0 | 0 | 0 | 0 | 0 | 0 | 0 | 0 | 0 | 0 | 0 | 0 | 0 | 0 | 0 | 0 | 0 | 0 | 0 | 0 | 0 | 3158575 | 15766015 | 1585345 | 20509935 | 2900729 | 6367615 | 630075 | 9898419 | 1821522 | 3576577 | 354807 | 5752906 | 2877523 | 6049234 | 599575 | 9526332 | 2004000 | 3930000 | 389000 | 6323000 | 0 | 0 | 0 | 0 | 0 | 0 | 0 | 0 | 0 | 0 | 0 | 0 | 0 | 0 | 0 | 0 | 17570209.1165 | 437710.2723 | 0 | 18007919.3888 | 238587087.4367 | 9186082.6043 | 1220427.1995 | 248993597.2405 | 0 | 0 | 0 | 0 | 0 | 0 | 0 | 0 | 0 | 0 | 0 | 0 | 0 | 0 | 0 | 0 | 0 | 0 | 0 | 0 | 0 | 0 | 0 | 0 | 0 | 0 | 0 | 83049256 | 0 | 0 | 0 | 0 | 118650000 | 3170000 | 270000 | 139110000 | 0 | 0 | 0 | 162573716 | 0 | 0 | 0 | 162573716 | 0 | 0 | 0 | 49404000 | 0 | 0 | 0 | 43900000 | 0 | 0 | 0 | 37893000 | 0 | 0 | 0 | 75786000 | 0 | 0 | 0 | 114415068 | 0 | 0 | 0 | 99718145 | 0 | 0 | 0 | 90213463 | 0 | 0 | 0 | 199484734 | 0 | 0 | 0 | 173967685 | 0 | 0 | 0 | 158333455 | 0 | 0 | 0 | 119964582 | 0 | 0 | 0 | 105519631 | 0 | 0 | 0 | 95522392 | 0 | 0 | 0 | 0
20 | 222.1 |  |  |  | 222.1 | Reactor heat transfer piping system | 0 | 0 | 0 | 0 | 0 | 0 | 0 | 0 | 0 | 0 | 0 | 0 | 0 | 0 | 0 | 0 | 0 | 0 | 0 | 0 | 0 | 0 | 0 | 0 | 0 | 0 | 0 | 0 | 0 | 0 | 0 | 0 | 0 | 0 | 0 | 0 | 0 | 0 | 0 | 0 | 0 | 0 | 0 | 0 | 0 | 0 | 0 | 0 | 0 | 0 | 0 | 0 | 0 | 0 | 0 | 0 | 0 | 0 | 0 | 0 | 0 | 0 | 0 | 0 | 0 | 0 | 0 | 0 | 0 | 0 | 0 | 0 | 0 | 0 | 0 | 0 | 0 | 0 | 0 | 0 | 0 | 0 | 0 | 0 | 0 | 0 | 0 | 0 | 0 | 0 | 0 | 0 | 0 | 0 | 0 | 0 | 0 | 0 | 0 | 0 | 0 | 0 | 0 | 0 | 0 | 0 | 0 | 0 | 0 | 0 | 0 | 0 | 0 | 0 | 0 | 0 | 0 | 0 | 0 | 0 | 0 | 0 | 0 | 0 | 0 | 0 | 0 | 0 | 0 | 0 | 0 | 0 | 0 | 0 | 0 | 15500000 | 0 | 0 | 0 | 0 | 0 | 0 | 0 | 0 | 0 | 0 | 0 | 0 | 0 | 0 | 0 | 0 | 0 | 0 | 0 | 0 | 0 | 0 | 0 | 0 | 0 | 0 | 0 | 0 | 0 | 0 | 0 | 0 | 0 | 0 | 0 | 0 | 0 | 0 | 0 | 0 | 0 | 0 | 0 | 0 | 0 | 0 | 0 | 0 | 0 | 0 | 0 | 0 | 0 | 0 | 0 | 0 | 0 | 0 | 0 | 0 | 0 | 0 | 0 | 0
20 | 222.2 |  |  |  | 222.2 | Heat exchangers | 0 | 0 | 0 | 18840000 | 0 | 0 | 0 | 55564593.4566 | 0 | 0 | 0 | 21980000 | 0 | 0 | 0 | 64800000 | 0 | 0 | 0 | 13320000 | 0 | 0 | 0 | 39280000 | 0 | 0 | 0 | 15530000 | 0 | 0 | 0 | 45800000 | 0 | 0 | 0 | 0 | 0 | 0 | 0 | 0 | 0 | 0 | 0 | 0 | 0 | 0 | 0 | 0 | 0 | 0 | 0 | 0 | 0 | 0 | 0 | 0 | 0 | 0 | 0 | 0 | 0 | 0 | 0 | 0 | 0 | 0 | 0 | 0 | 0 | 0 | 0 | 0 | 0 | 0 | 0 | 0 | 0 | 0 | 0 | 0 | 0 | 0 | 0 | 0 | 0 | 0 | 0 | 0 | 0 | 0 | 0 | 0 | 0 | 0 | 0 | 0 | 0 | 0 | 0 | 0 | 0 | 0 | 0 | 0 | 0 | 0 | 0 | 0 | 0 | 0 | 0 | 0 | 0 | 0 | 0 | 0 | 0 | 0 | 0 | 0 | 0 | 0 | 0 | 0 | 0 | 0 | 0 | 0 | 0 | 0 | 0 | 0 | 0 | 0 | 0 | 0 | 0 | 0 | 0 | 0 | 0 | 0 | 0 | 0 | 0 | 0 | 0 | 0 | 0 | 0 | 0 | 0 | 0 | 0 | 0 | 0 | 0 | 0 | 0 | 0 | 0 | 0 | 0 | 0 | 0 | 0 | 0 | 0 | 0 | 0 | 0 | 0 | 0 | 0 | 0 | 0 | 0 | 0 | 0 | 0 | 0 | 0 | 0 | 0 | 0 | 0 | 0 | 0 | 0 | 0 | 0 | 0 | 0 | 0 | 0 | 0 | 0 | 0 | 0 | 0
20 | 222.3 |  |  |  | 222.3 | Pressurizer system | 0 | 0 | 0 | 0 | 0 | 0 | 0 | 0 | 0 | 0 | 0 | 0 | 0 | 0 | 0 | 0 | 0 | 0 | 0 | 0 | 0 | 0 | 0 | 0 | 0 | 0 | 0 | 0 | 0 | 0 | 0 | 0 | 0 | 0 | 0 | 0 | 0 | 0 | 0 | 0 | 0 | 0 | 0 | 0 | 0 | 0 | 0 | 0 | 0 | 0 | 0 | 0 | 0 | 0 | 0 | 0 | 0 | 0 | 0 | 0 | 0 | 0 | 0 | 0 | 0 | 0 | 0 | 0 | 0 | 0 | 0 | 0 | 0 | 0 | 0 | 0 | 0 | 0 | 0 | 0 | 0 | 0 | 0 | 0 | 0 | 0 | 0 | 0 | 0 | 0 | 0 | 0 | 0 | 0 | 0 | 0 | 0 | 0 | 0 | 0 | 0 | 0 | 0 | 0 | 0 | 0 | 0 | 0 | 0 | 0 | 0 | 0 | 0 | 0 | 0 | 0 | 0 | 0 | 0 | 0 | 0 | 0 | 0 | 0 | 0 | 0 | 0 | 0 | 0 | 0 | 0 | 0 | 0 | 0 | 0 | 1520000 | 0 | 0 | 0 | 0 | 0 | 0 | 0 | 0 | 0 | 0 | 0 | 0 | 0 | 0 | 0 | 0 | 0 | 0 | 0 | 0 | 0 | 0 | 0 | 0 | 0 | 0 | 0 | 0 | 0 | 0 | 0 | 0 | 0 | 0 | 0 | 0 | 0 | 0 | 0 | 0 | 0 | 0 | 0 | 0 | 0 | 0 | 0 | 0 | 0 | 0 | 0 | 0 | 0 | 0 | 0 | 0 | 0 | 0 | 0 | 0 | 0 | 0 | 0 | 0
20 | 223 |  |  | 223 |  | Safety Systems | 0 | 0 | 0 | 12620000 | 0 | 0 | 0 | 50461591.1686 | 0 | 0 | 0 | 28910000 | 0 | 0 | 0 | 115630000 | 0 | 0 | 0 | 9640000 | 0 | 0 | 0 | 38540000 | 0 | 0 | 0 | 22080000 | 0 | 0 | 0 | 88320000 | 0 | 0 | 0 | 0 | 0 | 0 | 0 | 0 | 0 | 0 | 0 | 0 | 0 | 0 | 0 | 0 | 0 | 0 | 0 | 0 | 0 | 0 | 0 | 0 | 7202704 | 15476063 | 1710459 | 24389226 | 6258421 | 5480770 | 677069 | 12416260 | 4183887 | 2137927 | 292046 | 6613860 | 7213198 | 3834126 | 494327 | 11541651 | 2854000 | 1812000 | 262000 | 4928000 | 0 | 0 | 0 | 0 | 0 | 0 | 0 | 0 | 0 | 0 | 0 | 0 | 501199.2 | 491092.1 | 54278.34 | 1046570 | 0 | 0 | 0 | 0 | 24736854.1772 | 14789786.9923 | 2026988.2773 | 41553629.4469 | 0 | 0 | 0 | 0 | 0 | 0 | 0 | 0 | 0 | 0 | 0 | 0 | 0 | 0 | 0 | 0 | 0 | 0 | 0 | 0 | 0 | 0 | 0 | 0 | 0 | 0 | 0 | 8600000 | 0 | 0 | 0 | 0 | 0 | 0 | 0 | 0 | 0 | 0 | 0 | 61456240 | 0 | 0 | 0 | 61456240 | 0 | 0 | 0 | 17526000 | 0 | 0 | 0 | 15638000 | 0 | 0 | 0 | 13903000 | 0 | 0 | 0 | 27808000 | 0 | 0 | 0 | 21109062 | 0 | 0 | 0 | 18191996 | 0 | 0 | 0 | 16570614 | 0 | 0 | 0 | 22249763 | 0 | 0 | 0 | 19304092 | 0 | 0 | 0 | 17806818 | 0 | 0 | 0 | 21526266 | 0 | 0 | 0 | 18603563 | 0 | 0 | 0 | 17115322 | 0 | 0 | 0 | 0
20 | 223.1 |  |  |  | 223.1 | Residual Heat Removal System | 0 | 0 | 0 | 0 | 0 | 0 | 0 | 0 | 0 | 0 | 0 | 0 | 0 | 0 | 0 | 0 | 0 | 0 | 0 | 0 | 0 | 0 | 0 | 0 | 0 | 0 | 0 | 0 | 0 | 0 | 0 | 0 | 0 | 0 | 0 | 0 | 0 | 0 | 0 | 0 | 0 | 0 | 0 | 0 | 0 | 0 | 0 | 0 | 0 | 0 | 0 | 0 | 0 | 0 | 0 | 0 | 0 | 0 | 0 | 0 | 0 | 0 | 0 | 0 | 0 | 0 | 0 | 0 | 0 | 0 | 0 | 0 | 0 | 0 | 0 | 0 | 0 | 0 | 0 | 0 | 0 | 0 | 0 | 0 | 0 | 0 | 0 | 0 | 0 | 0 | 0 | 0 | 0 | 0 | 0 | 0 | 0 | 0 | 0 | 0 | 0 | 0 | 0 | 0 | 0 | 0 | 0 | 0 | 0 | 0 | 0 | 0 | 0 | 0 | 0 | 0 | 0 | 0 | 0 | 0 | 0 | 0 | 0 | 0 | 0 | 0 | 0 | 0 | 0 | 0 | 0 | 0 | 0 | 0 | 0 | 0 | 0 | 0 | 0 | 0 | 0 | 0 | 0 | 0 | 0 | 0 | 0 | 0 | 0 | 0 | 0 | 0 | 0 | 0 | 0 | 0 | 0 | 0 | 0 | 0 | 0 | 0 | 0 | 0 | 0 | 0 | 0 | 0 | 0 | 0 | 0 | 0 | 0 | 0 | 0 | 0 | 0 | 0 | 0 | 0 | 0 | 0 | 0 | 0 | 0 | 0 | 0 | 0 | 0 | 0 | 0 | 0 | 0 | 0 | 0 | 0 | 0 | 0 | 0 | 0
20 | 223.3 |  |  |  | 223.3 | Safety Injection System | 0 | 0 | 0 | 0 | 0 | 0 | 0 | 0 | 0 | 0 | 0 | 0 | 0 | 0 | 0 | 0 | 0 | 0 | 0 | 0 | 0 | 0 | 0 | 0 | 0 | 0 | 0 | 0 | 0 | 0 | 0 | 0 | 0 | 0 | 0 | 0 | 0 | 0 | 0 | 0 | 0 | 0 | 0 | 0 | 0 | 0 | 0 | 0 | 0 | 0 | 0 | 0 | 0 | 0 | 0 | 0 | 0 | 0 | 0 | 0 | 0 | 0 | 0 | 0 | 0 | 0 | 0 | 0 | 0 | 0 | 0 | 0 | 0 | 0 | 0 | 0 | 0 | 0 | 0 | 0 | 0 | 0 | 0 | 0 | 0 | 0 | 0 | 0 | 0 | 0 | 0 | 0 | 0 | 0 | 0 | 0 | 0 | 0 | 0 | 0 | 0 | 0 | 0 | 0 | 0 | 0 | 0 | 0 | 0 | 0 | 0 | 0 | 0 | 0 | 0 | 0 | 0 | 0 | 0 | 0 | 0 | 0 | 0 | 0 | 0 | 0 | 0 | 0 | 0 | 0 | 0 | 0 | 0 | 0 | 0 | 0 | 0 | 0 | 0 | 0 | 0 | 0 | 0 | 0 | 0 | 0 | 0 | 0 | 0 | 0 | 0 | 0 | 0 | 0 | 0 | 0 | 0 | 0 | 0 | 0 | 0 | 0 | 0 | 0 | 0 | 0 | 0 | 0 | 0 | 0 | 0 | 0 | 0 | 0 | 0 | 0 | 0 | 0 | 0 | 0 | 0 | 0 | 0 | 0 | 0 | 0 | 0 | 0 | 0 | 0 | 0 | 0 | 0 | 0 | 0 | 0 | 0 | 0 | 0 | 0
20 | 223.4 |  |  |  | 223.4 | Containment Spray System | 0 | 0 | 0 | 0 | 0 | 0 | 0 | 0 | 0 | 0 | 0 | 0 | 0 | 0 | 0 | 0 | 0 | 0 | 0 | 0 | 0 | 0 | 0 | 0 | 0 | 0 | 0 | 0 | 0 | 0 | 0 | 0 | 0 | 0 | 0 | 0 | 0 | 0 | 0 | 0 | 0 | 0 | 0 | 0 | 0 | 0 | 0 | 0 | 0 | 0 | 0 | 0 | 0 | 0 | 0 | 0 | 0 | 0 | 0 | 0 | 0 | 0 | 0 | 0 | 0 | 0 | 0 | 0 | 0 | 0 | 0 | 0 | 0 | 0 | 0 | 0 | 0 | 0 | 0 | 0 | 0 | 0 | 0 | 0 | 0 | 0 | 0 | 0 | 0 | 0 | 0 | 0 | 0 | 0 | 0 | 0 | 0 | 0 | 0 | 0 | 0 | 0 | 0 | 0 | 0 | 0 | 0 | 0 | 0 | 0 | 0 | 0 | 0 | 0 | 0 | 0 | 0 | 0 | 0 | 0 | 0 | 0 | 0 | 0 | 0 | 0 | 0 | 0 | 0 | 0 | 0 | 0 | 0 | 0 | 0 | 0 | 0 | 0 | 0 | 0 | 0 | 0 | 0 | 0 | 0 | 0 | 0 | 11791000 | 0 | 0 | 0 | 10213000 | 0 | 0 | 0 | 9068000 | 0 | 0 | 0 | 18137000 | 0 | 0 | 0 | 4306570 | 0 | 0 | 0 | 3966647 | 0 | 0 | 0 | 3671601 | 0 | 0 | 0 | 5027187 | 0 | 0 | 0 | 4684296 | 0 | 0 | 0 | 4394893 | 0 | 0 | 0 | 4303690 | 0 | 0 | 0 | 3983767 | 0 | 0 | 0 | 3703397 | 0 | 0 | 0 | 0
20 | 223.5 |  |  |  | 223.5 | Combustible Gas Control System | 0 | 0 | 0 | 0 | 0 | 0 | 0 | 0 | 0 | 0 | 0 | 0 | 0 | 0 | 0 | 0 | 0 | 0 | 0 | 0 | 0 | 0 | 0 | 0 | 0 | 0 | 0 | 0 | 0 | 0 | 0 | 0 | 0 | 0 | 0 | 0 | 0 | 0 | 0 | 0 | 0 | 0 | 0 | 0 | 0 | 0 | 0 | 0 | 0 | 0 | 0 | 0 | 0 | 0 | 0 | 0 | 0 | 0 | 0 | 0 | 0 | 0 | 0 | 0 | 0 | 0 | 0 | 0 | 0 | 0 | 0 | 0 | 0 | 0 | 0 | 0 | 0 | 0 | 0 | 0 | 0 | 0 | 0 | 0 | 0 | 0 | 0 | 0 | 0 | 0 | 0 | 0 | 0 | 0 | 0 | 0 | 0 | 0 | 0 | 0 | 0 | 0 | 0 | 0 | 0 | 0 | 0 | 0 | 0 | 0 | 0 | 0 | 0 | 0 | 0 | 0 | 0 | 0 | 0 | 0 | 0 | 0 | 0 | 0 | 0 | 0 | 0 | 0 | 0 | 0 | 0 | 0 | 0 | 0 | 0 | 0 | 0 | 0 | 0 | 0 | 0 | 0 | 0 | 0 | 0 | 0 | 0 | 0 | 0 | 0 | 0 | 0 | 0 | 0 | 0 | 0 | 0 | 0 | 0 | 0 | 0 | 0 | 0 | 0 | 0 | 0 | 0 | 0 | 0 | 0 | 0 | 0 | 0 | 0 | 0 | 0 | 0 | 0 | 0 | 0 | 0 | 0 | 0 | 0 | 0 | 0 | 0 | 0 | 0 | 0 | 0 | 0 | 0 | 0 | 0 | 0 | 0 | 0 | 0 | 0
20 | 223.2 |  |  |  | 223.2 | Reactor Cavity Cooling System (RCCS) | 0 | 0 | 0 | 12620000 | 0 | 0 | 0 | 50461591.1686 | 0 | 0 | 0 | 28910000 | 0 | 0 | 0 | 115630000 | 0 | 0 | 0 | 9640000 | 0 | 0 | 0 | 38540000 | 0 | 0 | 0 | 22080000 | 0 | 0 | 0 | 88320000 | 0 | 0 | 0 | 0 | 0 | 0 | 0 | 0 | 0 | 0 | 0 | 0 | 0 | 0 | 0 | 0 | 0 | 0 | 0 | 0 | 0 | 0 | 0 | 0 | 0 | 0 | 0 | 0 | 0 | 0 | 0 | 0 | 0 | 0 | 0 | 0 | 0 | 0 | 0 | 0 | 0 | 0 | 0 | 0 | 0 | 0 | 0 | 0 | 0 | 0 | 0 | 0 | 0 | 0 | 0 | 0 | 0 | 0 | 0 | 0 | 0 | 0 | 0 | 0 | 0 | 0 | 0 | 0 | 0 | 0 | 0 | 0 | 0 | 0 | 0 | 0 | 0 | 0 | 0 | 0 | 0 | 0 | 0 | 0 | 0 | 0 | 0 | 0 | 0 | 0 | 0 | 0 | 0 | 0 | 0 | 0 | 0 | 0 | 0 | 0 | 0 | 0 | 0 | 0 | 0 | 0 | 0 | 0 | 0 | 0 | 0 | 0 | 0 | 0 | 0 | 5735000 | 0 | 0 | 0 | 5425000 | 0 | 0 | 0 | 4835000 | 0 | 0 | 0 | 9671000 | 0 | 0 | 0 | 16802492 | 0 | 0 | 0 | 14225349 | 0 | 0 | 0 | 12899013 | 0 | 0 | 0 | 17222576 | 0 | 0 | 0 | 14619796 | 0 | 0 | 0 | 13411925 | 0 | 0 | 0 | 17222576 | 0 | 0 | 0 | 14619796 | 0 | 0 | 0 | 13411925 | 0 | 0 | 0 | 0
20 | 224 |  |  | 224 |  | Radioactive Byproduct Processing Systems | 0 | 0 | 0 | 0 | 0 | 0 | 0 | 0 | 0 | 0 | 0 | 0 | 0 | 0 | 0 | 0 | 0 | 0 | 0 | 0 | 0 | 0 | 0 | 0 | 0 | 0 | 0 | 0 | 0 | 0 | 0 | 0 | 0 | 0 | 0 | 0 | 0 | 0 | 0 | 0 | 0 | 0 | 0 | 0 | 0 | 0 | 0 | 0 | 0 | 0 | 0 | 0 | 0 | 0 | 0 | 0 | 16938078 | 12645414 | 1282427 | 30865919 | 16160526 | 4012887 | 768994 | 20942407 | 11096011 | 1112759 | 277614 | 12486384 | 17483089 | 1942808 | 459278 | 19885175 | 9413000 | 568000 | 230000 | 10211000 | 0 | 0 | 0 | 0 | 0 | 0 | 0 | 0 | 0 | 0 | 0 | 0 | 6266546 | 2007828 | 251208.1 | 8525582 | 11625300.8328 | 4639595.9125 | 581581.9507 | 16846478.696 | 26220307.7127 | 11780886.2725 | 1478029.1972 | 39479223.1825 | 0 | 0 | 0 | 0 | 0 | 0 | 0 | 0 | 0 | 0 | 0 | 0 | 0 | 0 | 0 | 0 | 0 | 0 | 0 | 0 | 0 | 0 | 0 | 0 | 0 | 0 | 0 | 16755000 | 0 | 0 | 0 | 0 | 46000000 | 11400000 | 2200000 | 59600000 | 0 | 0 | 0 | 73511203 | 0 | 0 | 0 | 73511203 | 0 | 0 | 0 | 0 | 0 | 0 | 0 | 0 | 0 | 0 | 0 | 0 | 0 | 0 | 0 | 0 | 0 | 0 | 0 | 0 | 0 | 0 | 0 | 0 | 0 | 0 | 0 | 0 | 0 | 0 | 0 | 0 | 0 | 0 | 0 | 0 | 0 | 0 | 0 | 0 | 0 | 0 | 0 | 0 | 0 | 0 | 0 | 0 | 0 | 0 | 0 | 0 | 0 | 0 | 0 | 0
20 | 225 |  |  | 225 |  | Fuel Handling Systems | 0 | 0 | 0 | 56660000 | 0 | 0 | 0 | 160920822.2307 | 0 | 0 | 0 | 92160000 | 0 | 0 | 0 | 261730000 | 0 | 0 | 0 | 42500000 | 0 | 0 | 0 | 120690000 | 0 | 0 | 0 | 69120000 | 0 | 0 | 0 | 196300000 | 0 | 0 | 0 | 0 | 0 | 0 | 0 | 0 | 0 | 0 | 0 | 0 | 0 | 0 | 0 | 0 | 0 | 0 | 0 | 0 | 0 | 0 | 0 | 0 | 2259039 | 1817850 | 171486 | 4248375 | 2203495 | 857891 | 105774 | 3167160 | 1380586 | 507679 | 62306 | 1950571 | 2185867 | 814996 | 102274 | 3103137 | 719000 | 249000 | 36000 | 1004000 | 0 | 0 | 0 | 0 | 0 | 0 | 0 | 0 | 0 | 0 | 0 | 0 | 4146955 | 1423021 | 169740.6 | 5739716 | 8279890.3848 | 2620283.0292 | 334397.6985 | 11234571.1124 | 3200761.7277 | 1148952.852 | 132043.5781 | 4481758.1578 | 0 | 0 | 0 | 0 | 0 | 0 | 0 | 0 | 0 | 0 | 0 | 0 | 0 | 0 | 0 | 0 | 0 | 0 | 0 | 0 | 0 | 0 | 0 | 0 | 0 | 0 | 0 | 28000000 | 0 | 0 | 0 | 0 | 0 | 0 | 0 | 0 | 0 | 0 | 0 | 51361584 | 0 | 0 | 0 | 51361584 | 0 | 0 | 0 | 36501000 | 0 | 0 | 0 | 33871000 | 0 | 0 | 0 | 30350000 | 0 | 0 | 0 | 39400000 | 0 | 0 | 0 | 17149794 | 0 | 0 | 0 | 15515701 | 0 | 0 | 0 | 14330012 | 0 | 0 | 0 | 17135480 | 0 | 0 | 0 | 15500944 | 0 | 0 | 0 | 14445579 | 0 | 0 | 0 | 17135490 | 0 | 0 | 0 | 15500944 | 0 | 0 | 0 | 14445579 | 0 | 0 | 0 | 0
20 | 225.1 |  |  |  | 225.1 | Core Refueling Equipment | 0 | 0 | 0 | 56660000 | 0 | 0 | 0 | 160920822.2307 | 0 | 0 | 0 | 92160000 | 0 | 0 | 0 | 261730000 | 0 | 0 | 0 | 42500000 | 0 | 0 | 0 | 120690000 | 0 | 0 | 0 | 69120000 | 0 | 0 | 0 | 196300000 | 0 | 0 | 0 | 0 | 0 | 0 | 0 | 0 | 0 | 0 | 0 | 0 | 0 | 0 | 0 | 0 | 0 | 0 | 0 | 0 | 0 | 0 | 0 | 0 | 0 | 0 | 0 | 0 | 0 | 0 | 0 | 0 | 0 | 0 | 0 | 0 | 0 | 0 | 0 | 0 | 0 | 0 | 0 | 0 | 0 | 0 | 0 | 0 | 0 | 0 | 0 | 0 | 0 | 0 | 0 | 0 | 0 | 0 | 0 | 0 | 0 | 0 | 0 | 0 | 0 | 0 | 0 | 0 | 0 | 0 | 0 | 0 | 0 | 0 | 0 | 0 | 0 | 0 | 0 | 0 | 0 | 0 | 0 | 0 | 0 | 0 | 0 | 0 | 0 | 0 | 0 | 0 | 0 | 0 | 0 | 0 | 0 | 0 | 0 | 0 | 0 | 0 | 0 | 0 | 0 | 0 | 0 | 0 | 0 | 0 | 0 | 0 | 0 | 0 | 0 | 0 | 0 | 0 | 0 | 0 | 0 | 0 | 0 | 0 | 0 | 0 | 0 | 0 | 0 | 0 | 0 | 0 | 0 | 0 | 0 | 0 | 0 | 0 | 0 | 0 | 0 | 0 | 0 | 0 | 0 | 0 | 0 | 0 | 0 | 0 | 0 | 0 | 0 | 0 | 0 | 0 | 0 | 0 | 0 | 0 | 0 | 0 | 0 | 0 | 0 | 0 | 0 | 0
20 | 226 |  |  | 226 |  | Other Reactor Plant Equipment | 0 | 0 | 0 | 0 | 0 | 0 | 0 | 0 | 0 | 0 | 0 | 0 | 0 | 0 | 0 | 0 | 0 | 0 | 0 | 0 | 0 | 0 | 0 | 0 | 0 | 0 | 0 | 0 | 0 | 0 | 0 | 0 | 0 | 0 | 0 | 0 | 0 | 0 | 0 | 0 | 0 | 0 | 0 | 0 | 0 | 0 | 0 | 0 | 0 | 0 | 0 | 0 | 0 | 0 | 0 | 0 | 21668109 | 40818972 | 4876913 | 67363994 | 18753415 | 16534002 | 2472094 | 37759511 | 14065912 | 4095396 | 996594 | 19157902 | 24646236 | 7348916 | 1549803 | 33544955 | 6993000 | 1711000 | 597000 | 9301000 | 0 | 0 | 0 | 0 | 0 | 0 | 0 | 0 | 0 | 0 | 0 | 0 | 10854175 | 7560804 | 1729561 | 20144539 | 15671169.0756 | 12550793.0311 | 2316414.5096 | 30538376.6162 | 28763224.6655 | 26126623.1383 | 3911916.2781 | 58801764.0819 | 0 | 0 | 0 | 0 | 0 | 0 | 0 | 0 | 0 | 0 | 0 | 0 | 0 | 0 | 0 | 0 | 0 | 0 | 0 | 0 | 0 | 0 | 0 | 0 | 0 | 0 | 0 | 10211000 | 0 | 0 | 0 | 0 | 0 | 0 | 0 | 39100000 | 0 | 0 | 0 | 147876233 | 0 | 0 | 0 | 147876233 | 0 | 0 | 0 | 0 | 0 | 0 | 0 | 0 | 0 | 0 | 0 | 0 | 0 | 0 | 0 | 0 | 0 | 0 | 0 | 0 | 0 | 0 | 0 | 0 | 0 | 0 | 0 | 0 | 0 | 0 | 0 | 0 | 0 | 0 | 0 | 0 | 0 | 0 | 0 | 0 | 0 | 0 | 0 | 0 | 0 | 0 | 0 | 0 | 0 | 0 | 0 | 0 | 0 | 0 | 0 | 0
20 | 227 |  |  | 227 |  | Reactor Instrumentation and Control (I&C) | 0 | 0 | 0 | 0 | 0 | 0 | 0 | 0 | 0 | 0 | 0 | 0 | 0 | 0 | 0 | 0 | 0 | 0 | 0 | 0 | 0 | 0 | 0 | 0 | 0 | 0 | 0 | 0 | 0 | 0 | 0 | 0 | 0 | 0 | 0 | 0 | 0 | 0 | 0 | 0 | 0 | 0 | 0 | 0 | 0 | 0 | 0 | 0 | 0 | 0 | 0 | 0 | 0 | 0 | 0 | 0 | 13701056 | 9108066 | 798305 | 23607427 | 13174092 | 7707179 | 673999 | 21555270 | 9348084 | 5126427 | 446796 | 14921307 | 13368699 | 7321820 | 638999 | 21329518 | 9348000 | 5126000 | 447000 | 14921000 | 0 | 0 | 0 | 0 | 0 | 0 | 0 | 0 | 0 | 0 | 0 | 0 | 21196963 | 6398413 | 0 | 27595376 | 49230148.2402 | 11458035.0202 | 0 | 60688183.2604 | 31982108.1567 | 14674658.4875 | 1599725.1414 | 48256491.7856 | 0 | 0 | 0 | 0 | 0 | 0 | 0 | 0 | 0 | 0 | 0 | 0 | 0 | 0 | 0 | 0 | 0 | 0 | 0 | 0 | 0 | 0 | 0 | 0 | 0 | 0 | 0 | 0 | 0 | 0 | 0 | 0 | 37810000 | 22120000 | 1930000 | 61860000 | 0 | 0 | 0 | 55253448 | 0 | 0 | 0 | 55253448 | 0 | 0 | 0 | 22903000 | 0 | 0 | 0 | 22441000 | 0 | 0 | 0 | 22000000 | 0 | 0 | 0 | 44000000 | 0 | 0 | 0 | 15267327 | 0 | 0 | 0 | 13883237 | 0 | 0 | 0 | 12760834 | 0 | 0 | 0 | 14889092 | 0 | 0 | 0 | 13445806 | 0 | 0 | 0 | 12406455 | 0 | 0 | 0 | 16852822 | 0 | 0 | 0 | 14742629 | 0 | 0 | 0 | 13629362 | 0 | 0 | 0 | 0
20 | 228 |  |  | 228 |  | Reactor Plant Miscellaneous Items | 0 | 0 | 0 | 0 | 0 | 0 | 0 | 0 | 0 | 0 | 0 | 0 | 0 | 0 | 0 | 0 | 0 | 0 | 0 | 0 | 0 | 0 | 0 | 0 | 0 | 0 | 0 | 0 | 0 | 0 | 0 | 0 | 0 | 0 | 0 | 0 | 0 | 0 | 0 | 0 | 0 | 0 | 0 | 0 | 0 | 0 | 0 | 0 | 0 | 0 | 0 | 0 | 0 | 0 | 0 | 0 | 0 | 5854234 | 3269743 | 9123977 | 0 | 4273080 | 3179000 | 7452275 | 0 | 2765168 | 2216565 | 4981733 | 0 | 4059426 | 3159195 | 7218621 | 0 | 1774000 | 3501000 | 5275000 | 0 | 0 | 0 | 0 | 0 | 0 | 0 | 0 | 0 | 0 | 0 | 0 | 0 | 9104233 | 7301832 | 16406065 | 0 | 5897938.5454 | 957989.0405 | 6855927.5859 | 0 | 8260427.5178 | 5632313.257 | 13892740.7749 | 0 | 0 | 0 | 0 | 0 | 0 | 0 | 0 | 0 | 0 | 0 | 0 | 0 | 0 | 0 | 0 | 0 | 0 | 0 | 0 | 0 | 0 | 0 | 0 | 0 | 0 | 0 | 13305000 | 0 | 0 | 0 | 0 | 0 | 0 | 0 | 0 | 0 | 0 | 0 | 68567575 | 0 | 0 | 0 | 68567575 | 0 | 0 | 0 | 13984000 | 0 | 0 | 0 | 11228000 | 0 | 0 | 0 | 10877000 | 0 | 0 | 0 | 17053000 | 0 | 0 | 0 | 13657100 | 0 | 0 | 0 | 10931996 | 0 | 0 | 0 | 10031273 | 0 | 0 | 0 | 14017100 | 0 | 0 | 0 | 11291998 | 0 | 0 | 0 | 10496770 | 0 | 0 | 0 | 14017100 | 0 | 0 | 0 | 11291998 | 0 | 0 | 0 | 10496770 | 0 | 0 | 0 | 0
20 | 23 |  | 23 |  |  | Energy Conversion System | 0 | 0 | 0 | 203490000 | 0 | 0 | 0 | 745260000 | 0 | 0 | 0 | 379990000 | 0 | 0 | 0 | 1439910000 | 0 | 0 | 0 | 118100000 | 0 | 0 | 0 | 425850000 | 0 | 0 | 0 | 279270000 | 0 | 0 | 0 | 1062230000 | 0 | 0 | 0 | 1730000000 | 0 | 0 | 0 | 990000000 | 0 | 0 | 0 | 490000000 | 0 | 0 | 0 | 1110000000 | 0 | 0 | 0 | 320000000 | 0 | 0 | 0 | 700000000 | 463682840 | 250978192 | 41034936 | 329398512 | 450221520 | 145961160 | 29833283 | 277355902 | 115282147 | 24230054 | 6751670 | 146263869 | 209437875 | 41588698 | 10823115 | 261890265 | 115254000 | 22247000 | 5817000 | 143378000 | 0 | 0 | 0 | 55481000 | 0 | 0 | 0 | 122000000 | 0 | 0 | 0 | 133000000 | 256306522.22 | 78614234 | 8975212 | 146213791 | 386238617.6357 | 140390247.2529 | 13052010.0873 | 222594041.2924 | 1521022321.1706 | 510579012.0972 | 96771960.9448 | 614814270.167 | 0 | 0 | 0 | 149514445.3282 | 0 | 0 | 0 | 250080390.3643 | 0 | 0 | 0 | 465167198.7854 | 0 | 0 | 0 | 881119657.6114 | 0 | 0 | 0 | 1669445574.8982 | 0 | 0 | 0 | 2050886662.8731 | 0 | 0 | 0 | 111750000 | 0 | 0 | 0 | 226202162 | 247920000 | 68780000 | 9360000 | 140810000 | 0 | 0 | 0 | 520632168 | 0 | 0 | 0 | 520632168 | 0 | 0 | 0 | 150597000 | 0 | 0 | 0 | 149240000 | 0 | 0 | 0 | 148007000 | 0 | 0 | 0 | 295678000 | 162816028 | 46006054 | 18832708 | 196431765 | 47505550 | 42616443 | 18832710 | 187032978 | 156088028 | 41088446 | 18832710 | 185816216 | 292339071 | 33721348 | 16764920 | 324172968 | 272934239 | 31241266 | 20039850 | 302909448 | 254840846 | 15753710 | 24014938 | 284078122 | 176925099 | 18433584 | 11433592 | 178927002 | 162889328 | 17142109 | 11433592 | 164241826 | 148624249 | 16602133 | 11433592 | 149701136 | 0 | 0 | 0 | 114000000
20 | 231 |  |  | 231 |  | Reactor-Application Interface Systems | 0 | 0 | 0 | 0 | 0 | 0 | 0 | 0 | 0 | 0 | 0 | 0 | 0 | 0 | 0 | 0 | 0 | 0 | 0 | 0 | 0 | 0 | 0 | 0 | 0 | 0 | 0 | 0 | 0 | 0 | 0 | 0 | 0 | 0 | 0 | 0 | 0 | 0 | 0 | 0 | 0 | 0 | 0 | 0 | 0 | 0 | 0 | 0 | 0 | 0 | 0 | 0 | 0 | 0 | 0 | 0 | 0 | 0 | 0 | 0 | 0 | 0 | 0 | 0 | 0 | 0 | 0 | 0 | 0 | 0 | 0 | 0 | 0 | 0 | 0 | 0 | 0 | 0 | 0 | 0 | 0 | 0 | 0 | 0 | 0 | 0 | 0 | 0 | 0 | 0 | 0 | 0 | 0 | 0 | 0 | 0 | 0 | 0 | 0 | 0 | 0 | 0 | 0 | 0 | 0 | 0 | 0 | 0 | 0 | 0 | 0 | 0 | 0 | 0 | 0 | 0 | 0 | 0 | 0 | 0 | 0 | 0 | 0 | 0 | 0 | 0 | 0 | 0 | 0 | 0 | 0 | 0 | 0 | 0 | 0 | 0 | 0 | 0 | 0 | 0 | 0 | 0 | 0 | 0 | 0 | 0 | 0 | 0 | 0 | 0 | 0 | 0 | 0 | 0 | 0 | 0 | 0 | 0 | 0 | 0 | 0 | 0 | 0 | 0 | 0 | 0 | 0 | 0 | 0 | 0 | 0 | 0 | 0 | 0 | 0 | 0 | 0 | 0 | 0 | 0 | 0 | 0 | 0 | 0 | 0 | 0 | 0 | 0 | 0 | 0 | 0 | 0 | 0 | 0 | 0 | 0 | 0 | 0 | 0 | 0
20 | 231.1 |  |  |  | 231.1 | Thermal Energy Piping Systems | 0 | 0 | 0 | 0 | 0 | 0 | 0 | 0 | 0 | 0 | 0 | 0 | 0 | 0 | 0 | 0 | 0 | 0 | 0 | 0 | 0 | 0 | 0 | 0 | 0 | 0 | 0 | 0 | 0 | 0 | 0 | 0 | 0 | 0 | 0 | 0 | 0 | 0 | 0 | 0 | 0 | 0 | 0 | 0 | 0 | 0 | 0 | 0 | 0 | 0 | 0 | 0 | 0 | 0 | 0 | 0 | 0 | 0 | 0 | 0 | 0 | 0 | 0 | 0 | 0 | 0 | 0 | 0 | 0 | 0 | 0 | 0 | 0 | 0 | 0 | 0 | 0 | 0 | 0 | 0 | 0 | 0 | 0 | 0 | 0 | 0 | 0 | 0 | 0 | 0 | 0 | 0 | 0 | 0 | 0 | 0 | 0 | 0 | 0 | 0 | 0 | 0 | 0 | 0 | 0 | 0 | 0 | 0 | 0 | 0 | 0 | 0 | 0 | 0 | 0 | 0 | 0 | 0 | 0 | 0 | 0 | 0 | 0 | 0 | 0 | 0 | 0 | 0 | 0 | 0 | 0 | 0 | 0 | 0 | 0 | 0 | 0 | 0 | 0 | 0 | 0 | 0 | 0 | 0 | 0 | 0 | 0 | 0 | 0 | 0 | 0 | 0 | 0 | 0 | 0 | 0 | 0 | 0 | 0 | 0 | 0 | 0 | 0 | 0 | 0 | 0 | 0 | 0 | 0 | 0 | 0 | 0 | 0 | 0 | 0 | 0 | 0 | 0 | 0 | 0 | 0 | 0 | 0 | 0 | 0 | 0 | 0 | 0 | 0 | 0 | 0 | 0 | 0 | 0 | 0 | 0 | 0 | 0 | 0 | 0
20 | 231.2 |  |  |  | 231.2 | Thermal Energy Storage Systems | 0 | 0 | 0 | 0 | 0 | 0 | 0 | 0 | 0 | 0 | 0 | 0 | 0 | 0 | 0 | 0 | 0 | 0 | 0 | 0 | 0 | 0 | 0 | 0 | 0 | 0 | 0 | 0 | 0 | 0 | 0 | 0 | 0 | 0 | 0 | 0 | 0 | 0 | 0 | 0 | 0 | 0 | 0 | 0 | 0 | 0 | 0 | 0 | 0 | 0 | 0 | 0 | 0 | 0 | 0 | 0 | 0 | 0 | 0 | 0 | 0 | 0 | 0 | 0 | 0 | 0 | 0 | 0 | 0 | 0 | 0 | 0 | 0 | 0 | 0 | 0 | 0 | 0 | 0 | 0 | 0 | 0 | 0 | 0 | 0 | 0 | 0 | 0 | 0 | 0 | 0 | 0 | 0 | 0 | 0 | 0 | 0 | 0 | 0 | 0 | 0 | 0 | 0 | 0 | 0 | 0 | 0 | 0 | 0 | 0 | 0 | 0 | 0 | 0 | 0 | 0 | 0 | 0 | 0 | 0 | 0 | 0 | 0 | 0 | 0 | 0 | 0 | 0 | 0 | 0 | 0 | 0 | 0 | 0 | 0 | 0 | 0 | 0 | 0 | 0 | 0 | 0 | 0 | 0 | 0 | 0 | 0 | 0 | 0 | 0 | 0 | 0 | 0 | 0 | 0 | 0 | 0 | 0 | 0 | 0 | 0 | 0 | 0 | 0 | 0 | 0 | 0 | 0 | 0 | 0 | 0 | 0 | 0 | 0 | 0 | 0 | 0 | 0 | 0 | 0 | 0 | 0 | 0 | 0 | 0 | 0 | 0 | 0 | 0 | 0 | 0 | 0 | 0 | 0 | 0 | 0 | 0 | 0 | 0 | 0
20 | 232 |  |  | 232 |  | Energy Applications | 0 | 0 | 0 | 103180000 | 0 | 0 | 0 | 412740000 | 0 | 0 | 0 | 266900000 | 0 | 0 | 0 | 1067600000 | 0 | 0 | 0 | 76710000 | 0 | 0 | 0 | 306850000 | 0 | 0 | 0 | 198430000 | 0 | 0 | 0 | 793710000 | 0 | 0 | 0 | 0 | 0 | 0 | 0 | 0 | 0 | 0 | 0 | 0 | 0 | 0 | 0 | 0 | 0 | 0 | 0 | 0 | 0 | 0 | 0 | 0 | 151496739 | 60012681 | 6818501 | 178041465 | 147303969 | 27514443 | 3812249 | 156307467 | 76175400 | 6677716 | 1081598 | 83934713 | 137421567 | 10822449 | 1804574 | 150048591 | 76175000 | 6618000 | 1082000 | 83935000 | 0 | 0 | 0 | 0 | 0 | 0 | 0 | 0 | 0 | 0 | 0 | 0 | 73618520 | 13887652 | 0 | 87506173 | 98488825.4824 | 25292332.0731 | 0 | 123781157.5556 | 324469607.3367 | 81692647.607 | 11505132.9345 | 417667387.8782 | 0 | 0 | 0 | 0 | 0 | 0 | 0 | 0 | 0 | 0 | 0 | 0 | 0 | 0 | 0 | 0 | 0 | 0 | 0 | 0 | 0 | 0 | 0 | 0 | 0 | 0 | 0 | 0 | 0 | 0 | 0 | 196121808 | 58410000 | 7390000 | 1080000 | 66960000 | 0 | 0 | 0 | 268970111 | 0 | 0 | 0 | 268970111 | 0 | 0 | 0 | 84135000 | 0 | 0 | 0 | 83654000 | 0 | 0 | 0 | 83217000 | 0 | 0 | 0 | 166435000 | 0 | 0 | 0 | 86524974 | 0 | 0 | 0 | 79175902 | 0 | 0 | 0 | 78902241 | 0 | 0 | 0 | 101491428 | 0 | 0 | 0 | 94822464 | 0 | 0 | 0 | 88261207 | 0 | 0 | 0 | 145790716 | 0 | 0 | 0 | 132020685 | 0 | 0 | 0 | 118008683 | 0 | 0 | 0 | 0
20 | 232.1 |  |  |  | 232.1 | Electricity Generation Systems | 0 | 0 | 0 | 0 | 0 | 0 | 0 | 0 | 0 | 0 | 0 | 0 | 0 | 0 | 0 | 0 | 0 | 0 | 0 | 0 | 0 | 0 | 0 | 0 | 0 | 0 | 0 | 0 | 0 | 0 | 0 | 0 | 0 | 0 | 0 | 0 | 0 | 0 | 0 | 0 | 0 | 0 | 0 | 0 | 0 | 0 | 0 | 0 | 0 | 0 | 0 | 0 | 0 | 0 | 0 | 0 | 13193042 | 24601099 | 2492315 | 40286456 | 11177322 | 9941316 | 1204556 | 22323194 | 7784285 | 2582204 | 368946 | 10735434 | 13405048 | 4642909 | 642769 | 18690726 | 7784000 | 2582000 | 369000 | 10735000 | 0 | 0 | 0 | 0 | 0 | 0 | 0 | 0 | 0 | 0 | 0 | 0 | 9590333 | 5695393 | 0 | 15285726 | 12830203.808 | 10372507.0323 | 0 | 23202710.8403 | 30000257.7525 | 33502547.7028 | 4181144.8395 | 67683950.2948 | 0 | 0 | 0 | 0 | 0 | 0 | 0 | 0 | 0 | 0 | 0 | 0 | 0 | 0 | 0 | 0 | 0 | 0 | 0 | 0 | 0 | 0 | 0 | 0 | 0 | 0 | 0 | 0 | 0 | 0 | 0 | 0 | 0 | 0 | 0 | 0 | 0 | 0 | 0 | 0 | 0 | 0 | 0 | 0 | 0 | 0 | 0 | 17348000 | 0 | 0 | 0 | 17109000 | 0 | 0 | 0 | 16893000 | 0 | 0 | 0 | 33786000 | 0 | 0 | 0 | 0 | 0 | 0 | 0 | 0 | 0 | 0 | 0 | 0 | 0 | 0 | 0 | 0 | 0 | 0 | 0 | 0 | 0 | 0 | 0 | 0 | 0 | 0 | 0 | 0 | 0 | 0 | 0 | 0 | 0 | 0 | 0 | 0 | 0 | 0 | 0 | 0
20 | 232.2 |  |  |  | 232.2 | Process Heat Export Equipment | 0 | 0 | 0 | 0 | 0 | 0 | 0 | 0 | 0 | 0 | 0 | 0 | 0 | 0 | 0 | 0 | 0 | 0 | 0 | 0 | 0 | 0 | 0 | 0 | 0 | 0 | 0 | 0 | 0 | 0 | 0 | 0 | 0 | 0 | 0 | 0 | 0 | 0 | 0 | 0 | 0 | 0 | 0 | 0 | 0 | 0 | 0 | 0 | 0 | 0 | 0 | 0 | 0 | 0 | 0 | 0 | 0 | 0 | 0 | 0 | 0 | 0 | 0 | 0 | 0 | 0 | 0 | 0 | 0 | 0 | 0 | 0 | 0 | 0 | 0 | 0 | 0 | 0 | 0 | 0 | 0 | 0 | 0 | 0 | 0 | 0 | 0 | 0 | 0 | 0 | 0 | 0 | 0 | 0 | 0 | 0 | 0 | 0 | 0 | 0 | 0 | 0 | 0 | 0 | 0 | 0 | 0 | 0 | 0 | 0 | 0 | 0 | 0 | 0 | 0 | 0 | 0 | 0 | 0 | 0 | 0 | 0 | 0 | 0 | 0 | 0 | 0 | 0 | 0 | 0 | 0 | 0 | 0 | 0 | 0 | 0 | 0 | 0 | 0 | 0 | 0 | 0 | 0 | 0 | 0 | 0 | 0 | 0 | 0 | 0 | 0 | 0 | 0 | 0 | 0 | 0 | 0 | 0 | 0 | 0 | 0 | 0 | 0 | 0 | 0 | 0 | 0 | 0 | 0 | 0 | 0 | 0 | 0 | 0 | 0 | 0 | 0 | 0 | 0 | 0 | 0 | 0 | 0 | 0 | 0 | 0 | 0 | 0 | 0 | 0 | 0 | 0 | 0 | 0 | 0 | 0 | 0 | 0 | 0 | 0
20 | 232.3 |  |  |  | 232.3 | Hydrogen Production Systems | 0 | 0 | 0 | 0 | 0 | 0 | 0 | 0 | 0 | 0 | 0 | 0 | 0 | 0 | 0 | 0 | 0 | 0 | 0 | 0 | 0 | 0 | 0 | 0 | 0 | 0 | 0 | 0 | 0 | 0 | 0 | 0 | 0 | 0 | 0 | 0 | 0 | 0 | 0 | 0 | 0 | 0 | 0 | 0 | 0 | 0 | 0 | 0 | 0 | 0 | 0 | 0 | 0 | 0 | 0 | 0 | 0 | 0 | 0 | 0 | 0 | 0 | 0 | 0 | 0 | 0 | 0 | 0 | 0 | 0 | 0 | 0 | 0 | 0 | 0 | 0 | 0 | 0 | 0 | 0 | 0 | 0 | 0 | 0 | 0 | 0 | 0 | 0 | 0 | 0 | 0 | 0 | 0 | 0 | 0 | 0 | 0 | 0 | 0 | 0 | 0 | 0 | 0 | 0 | 0 | 0 | 0 | 0 | 0 | 0 | 0 | 0 | 0 | 0 | 0 | 0 | 0 | 0 | 0 | 0 | 0 | 0 | 0 | 0 | 0 | 0 | 0 | 0 | 0 | 0 | 0 | 0 | 0 | 0 | 0 | 0 | 0 | 0 | 0 | 0 | 0 | 0 | 0 | 0 | 0 | 0 | 0 | 27000 | 0 | 0 | 0 | 27000 | 0 | 0 | 0 | 26000 | 0 | 0 | 0 | 52000 | 0 | 0 | 0 | 0 | 0 | 0 | 0 | 0 | 0 | 0 | 0 | 0 | 0 | 0 | 0 | 0 | 0 | 0 | 0 | 0 | 0 | 0 | 0 | 0 | 0 | 0 | 0 | 0 | 0 | 0 | 0 | 0 | 0 | 0 | 0 | 0 | 0 | 0 | 0 | 0
20 | 232.4 |  |  |  | 232.4 | Ammonia Production Systems | 0 | 0 | 0 | 0 | 0 | 0 | 0 | 0 | 0 | 0 | 0 | 0 | 0 | 0 | 0 | 0 | 0 | 0 | 0 | 0 | 0 | 0 | 0 | 0 | 0 | 0 | 0 | 0 | 0 | 0 | 0 | 0 | 0 | 0 | 0 | 0 | 0 | 0 | 0 | 0 | 0 | 0 | 0 | 0 | 0 | 0 | 0 | 0 | 0 | 0 | 0 | 0 | 0 | 0 | 0 | 0 | 0 | 0 | 0 | 0 | 0 | 0 | 0 | 0 | 0 | 0 | 0 | 0 | 0 | 0 | 0 | 0 | 0 | 0 | 0 | 0 | 0 | 0 | 0 | 0 | 0 | 0 | 0 | 0 | 0 | 0 | 0 | 0 | 0 | 0 | 0 | 0 | 0 | 0 | 0 | 0 | 0 | 0 | 0 | 0 | 0 | 0 | 0 | 0 | 0 | 0 | 0 | 0 | 0 | 0 | 0 | 0 | 0 | 0 | 0 | 0 | 0 | 0 | 0 | 0 | 0 | 0 | 0 | 0 | 0 | 0 | 0 | 0 | 0 | 0 | 0 | 0 | 0 | 0 | 0 | 0 | 0 | 0 | 0 | 0 | 0 | 0 | 0 | 0 | 0 | 0 | 0 | 0 | 0 | 0 | 0 | 0 | 0 | 0 | 0 | 0 | 0 | 0 | 0 | 0 | 0 | 0 | 0 | 0 | 0 | 0 | 0 | 0 | 0 | 0 | 0 | 0 | 0 | 0 | 0 | 0 | 0 | 0 | 0 | 0 | 0 | 0 | 0 | 0 | 0 | 0 | 0 | 0 | 0 | 0 | 0 | 0 | 0 | 0 | 0 | 0 | 0 | 0 | 0 | 0
20 | 232.5 |  |  |  | 232.5 | Other Synfuel Production Systems | 0 | 0 | 0 | 0 | 0 | 0 | 0 | 0 | 0 | 0 | 0 | 0 | 0 | 0 | 0 | 0 | 0 | 0 | 0 | 0 | 0 | 0 | 0 | 0 | 0 | 0 | 0 | 0 | 0 | 0 | 0 | 0 | 0 | 0 | 0 | 0 | 0 | 0 | 0 | 0 | 0 | 0 | 0 | 0 | 0 | 0 | 0 | 0 | 0 | 0 | 0 | 0 | 0 | 0 | 0 | 0 | 0 | 0 | 0 | 0 | 0 | 0 | 0 | 0 | 0 | 0 | 0 | 0 | 0 | 0 | 0 | 0 | 0 | 0 | 0 | 0 | 0 | 0 | 0 | 0 | 0 | 0 | 0 | 0 | 0 | 0 | 0 | 0 | 0 | 0 | 0 | 0 | 0 | 0 | 0 | 0 | 0 | 0 | 0 | 0 | 0 | 0 | 0 | 0 | 0 | 0 | 0 | 0 | 0 | 0 | 0 | 0 | 0 | 0 | 0 | 0 | 0 | 0 | 0 | 0 | 0 | 0 | 0 | 0 | 0 | 0 | 0 | 0 | 0 | 0 | 0 | 0 | 0 | 0 | 0 | 0 | 0 | 0 | 0 | 0 | 0 | 0 | 0 | 0 | 0 | 0 | 0 | 0 | 0 | 0 | 0 | 0 | 0 | 0 | 0 | 0 | 0 | 0 | 0 | 0 | 0 | 0 | 0 | 0 | 0 | 0 | 0 | 0 | 0 | 0 | 0 | 0 | 0 | 0 | 0 | 0 | 0 | 0 | 0 | 0 | 0 | 0 | 0 | 0 | 0 | 0 | 0 | 0 | 0 | 0 | 0 | 0 | 0 | 0 | 0 | 0 | 0 | 0 | 0 | 0
20 | 232.6 |  |  |  | 232.6 | Water Desalination Equipment | 0 | 0 | 0 | 0 | 0 | 0 | 0 | 0 | 0 | 0 | 0 | 0 | 0 | 0 | 0 | 0 | 0 | 0 | 0 | 0 | 0 | 0 | 0 | 0 | 0 | 0 | 0 | 0 | 0 | 0 | 0 | 0 | 0 | 0 | 0 | 0 | 0 | 0 | 0 | 0 | 0 | 0 | 0 | 0 | 0 | 0 | 0 | 0 | 0 | 0 | 0 | 0 | 0 | 0 | 0 | 0 | 0 | 0 | 0 | 0 | 0 | 0 | 0 | 0 | 0 | 0 | 0 | 0 | 0 | 0 | 0 | 0 | 0 | 0 | 0 | 0 | 0 | 0 | 0 | 0 | 0 | 0 | 0 | 0 | 0 | 0 | 0 | 0 | 0 | 0 | 0 | 0 | 0 | 0 | 0 | 0 | 0 | 0 | 0 | 0 | 0 | 0 | 0 | 0 | 0 | 0 | 0 | 0 | 0 | 0 | 0 | 0 | 0 | 0 | 0 | 0 | 0 | 0 | 0 | 0 | 0 | 0 | 0 | 0 | 0 | 0 | 0 | 0 | 0 | 0 | 0 | 0 | 0 | 0 | 0 | 0 | 0 | 0 | 0 | 0 | 0 | 0 | 0 | 0 | 0 | 0 | 0 | 0 | 0 | 0 | 0 | 0 | 0 | 0 | 0 | 0 | 0 | 0 | 0 | 0 | 0 | 0 | 0 | 0 | 0 | 0 | 0 | 0 | 0 | 0 | 0 | 0 | 0 | 0 | 0 | 0 | 0 | 0 | 0 | 0 | 0 | 0 | 0 | 0 | 0 | 0 | 0 | 0 | 0 | 0 | 0 | 0 | 0 | 0 | 0 | 0 | 0 | 0 | 0 | 0
20 | 232.7 |  |  |  | 232.7 | Carbon Storage and Sequestration Equipment | 0 | 0 | 0 | 0 | 0 | 0 | 0 | 0 | 0 | 0 | 0 | 0 | 0 | 0 | 0 | 0 | 0 | 0 | 0 | 0 | 0 | 0 | 0 | 0 | 0 | 0 | 0 | 0 | 0 | 0 | 0 | 0 | 0 | 0 | 0 | 0 | 0 | 0 | 0 | 0 | 0 | 0 | 0 | 0 | 0 | 0 | 0 | 0 | 0 | 0 | 0 | 0 | 0 | 0 | 0 | 0 | 0 | 0 | 0 | 0 | 0 | 0 | 0 | 0 | 0 | 0 | 0 | 0 | 0 | 0 | 0 | 0 | 0 | 0 | 0 | 0 | 0 | 0 | 0 | 0 | 0 | 0 | 0 | 0 | 0 | 0 | 0 | 0 | 0 | 0 | 0 | 0 | 0 | 0 | 0 | 0 | 0 | 0 | 0 | 0 | 0 | 0 | 0 | 0 | 0 | 0 | 0 | 0 | 0 | 0 | 0 | 0 | 0 | 0 | 0 | 0 | 0 | 0 | 0 | 0 | 0 | 0 | 0 | 0 | 0 | 0 | 0 | 0 | 0 | 0 | 0 | 0 | 0 | 0 | 0 | 0 | 0 | 0 | 0 | 0 | 0 | 0 | 0 | 0 | 0 | 0 | 0 | 0 | 0 | 0 | 0 | 0 | 0 | 0 | 0 | 0 | 0 | 0 | 0 | 0 | 0 | 0 | 0 | 0 | 0 | 0 | 0 | 0 | 0 | 0 | 0 | 0 | 0 | 0 | 0 | 0 | 0 | 0 | 0 | 0 | 0 | 0 | 0 | 0 | 0 | 0 | 0 | 0 | 0 | 0 | 0 | 0 | 0 | 0 | 0 | 0 | 0 | 0 | 0 | 0
20 | 232.7 |  |  |  | 232.8 | Isotope Production Equipment | 0 | 0 | 0 | 0 | 0 | 0 | 0 | 0 | 0 | 0 | 0 | 0 | 0 | 0 | 0 | 0 | 0 | 0 | 0 | 0 | 0 | 0 | 0 | 0 | 0 | 0 | 0 | 0 | 0 | 0 | 0 | 0 | 0 | 0 | 0 | 0 | 0 | 0 | 0 | 0 | 0 | 0 | 0 | 0 | 0 | 0 | 0 | 0 | 0 | 0 | 0 | 0 | 0 | 0 | 0 | 0 | 0 | 0 | 0 | 0 | 0 | 0 | 0 | 0 | 0 | 0 | 0 | 0 | 0 | 0 | 0 | 0 | 0 | 0 | 0 | 0 | 0 | 0 | 0 | 0 | 0 | 0 | 0 | 0 | 0 | 0 | 0 | 0 | 0 | 0 | 0 | 0 | 0 | 0 | 0 | 0 | 0 | 0 | 0 | 0 | 0 | 0 | 0 | 0 | 0 | 0 | 0 | 0 | 0 | 0 | 0 | 0 | 0 | 0 | 0 | 0 | 0 | 0 | 0 | 0 | 0 | 0 | 0 | 0 | 0 | 0 | 0 | 0 | 0 | 0 | 0 | 0 | 0 | 0 | 0 | 0 | 0 | 0 | 0 | 0 | 0 | 0 | 0 | 0 | 0 | 0 | 0 | 0 | 0 | 0 | 0 | 0 | 0 | 0 | 0 | 0 | 0 | 0 | 0 | 0 | 0 | 0 | 0 | 0 | 0 | 0 | 0 | 0 | 0 | 0 | 0 | 0 | 0 | 0 | 0 | 0 | 0 | 0 | 0 | 0 | 0 | 0 | 0 | 0 | 0 | 0 | 0 | 0 | 0 | 0 | 0 | 0 | 0 | 0 | 0 | 0 | 0 | 0 | 0 | 0
20 | 232.7 |  |  |  | 232.9 | Battery Storage Systems | 0 | 0 | 0 | 0 | 0 | 0 | 0 | 0 | 0 | 0 | 0 | 0 | 0 | 0 | 0 | 0 | 0 | 0 | 0 | 0 | 0 | 0 | 0 | 0 | 0 | 0 | 0 | 0 | 0 | 0 | 0 | 0 | 0 | 0 | 0 | 0 | 0 | 0 | 0 | 0 | 0 | 0 | 0 | 0 | 0 | 0 | 0 | 0 | 0 | 0 | 0 | 0 | 0 | 0 | 0 | 0 | 0 | 0 | 0 | 0 | 0 | 0 | 0 | 0 | 0 | 0 | 0 | 0 | 0 | 0 | 0 | 0 | 0 | 0 | 0 | 0 | 0 | 0 | 0 | 0 | 0 | 0 | 0 | 0 | 0 | 0 | 0 | 0 | 0 | 0 | 0 | 0 | 0 | 0 | 0 | 0 | 0 | 0 | 0 | 0 | 0 | 0 | 0 | 0 | 0 | 0 | 0 | 0 | 0 | 0 | 0 | 0 | 0 | 0 | 0 | 0 | 0 | 0 | 0 | 0 | 0 | 0 | 0 | 0 | 0 | 0 | 0 | 0 | 0 | 0 | 0 | 0 | 0 | 0 | 0 | 0 | 0 | 0 | 0 | 0 | 0 | 0 | 0 | 0 | 0 | 0 | 0 | 0 | 0 | 0 | 0 | 0 | 0 | 0 | 0 | 0 | 0 | 0 | 0 | 0 | 0 | 0 | 0 | 0 | 0 | 0 | 0 | 0 | 0 | 0 | 0 | 0 | 0 | 0 | 0 | 0 | 0 | 0 | 0 | 0 | 0 | 0 | 0 | 0 | 0 | 0 | 0 | 0 | 0 | 0 | 0 | 0 | 0 | 0 | 0 | 0 | 0 | 0 | 0 | 0
20 | 233 |  |  | 233 |  | Ultimate Heat Sink | 0 | 0 | 0 | 39980000 | 0 | 0 | 0 | 159130000 | 0 | 0 | 0 | 42020000 | 0 | 0 | 0 | 168070000 | 0 | 0 | 0 | 0 | 0 | 0 | 0 | 0 | 0 | 0 | 0 | 32090000 | 0 | 0 | 0 | 128370000 | 0 | 0 | 0 | 280000000 | 0 | 0 | 0 | 160000000 | 0 | 0 | 0 | 60000000 | 0 | 0 | 0 | 110000000 | 0 | 0 | 0 | 40000000 | 0 | 0 | 0 | 70000000 | 83591992 | 62804764 | 11415404 | 101199672 | 81100002 | 41746608 | 8693877 | 82559522 | 27207357 | 11088896 | 3062626 | 41358879 | 52093772 | 20794450 | 5100502 | 78029301 | 27180000 | 9166000 | 2128000 | 38474000 | 0 | 0 | 0 | 0 | 0 | 0 | 0 | 30000000 | 0 | 0 | 0 | 37000000 | 57282993.41 | 27765766 | 5608569 | 90657330 | 105529355.749 | 50064448.5117 | 8696750.2326 | 164290554.4933 | 251242947.3973 | 119441069.4555 | 23304505.5508 | 285758851.228 | 0 | 0 | 0 | 17362219.4579 | 0 | 0 | 0 | 28452264.512 | 0 | 0 | 0 | 52390708.5381 | 0 | 0 | 0 | 98187960.0391 | 0 | 0 | 0 | 184205484.5069 | 0 | 0 | 0 | 225609336.4641 | 0 | 0 | 0 | 111750000 | 0 | 0 | 0 | 30080354 | 80800000 | 33300000 | 4400000 | 73850000 | 0 | 0 | 0 | 178598826 | 0 | 0 | 0 | 178598826 | 0 | 0 | 0 | 37130000 | 0 | 0 | 0 | 36522000 | 0 | 0 | 0 | 35967000 | 0 | 0 | 0 | 71934000 | 15428000 | 9974061 | 5840965 | 46110503 | 15428000 | 9235217 | 5840966 | 45066146 | 15428000 | 8904002 | 5840966 | 44598688 | 7933200 | 8424759 | 5569342 | 33392021 | 7933200 | 7802765 | 5569342 | 32563240 | 7933200 | 305324 | 7556886 | 32236342 | 13160000 | 9033867 | 5671406 | 28126067 | 13160000 | 8391797 | 5671406 | 27482276 | 13160000 | 8127431 | 5671406 | 27215288 | 0 | 0 | 0 | 14000000
20 | 233.1 |  |  |  | 233.1 | Water Condensing Systems | 0 | 0 | 0 | 0 | 0 | 0 | 0 | 0 | 0 | 0 | 0 | 0 | 0 | 0 | 0 | 0 | 0 | 0 | 0 | 0 | 0 | 0 | 0 | 0 | 0 | 0 | 0 | 0 | 0 | 0 | 0 | 0 | 0 | 0 | 0 | 0 | 0 | 0 | 0 | 0 | 0 | 0 | 0 | 0 | 0 | 0 | 0 | 0 | 0 | 0 | 0 | 0 | 0 | 0 | 0 | 0 | 31200948 | 21581161 | 3830379 | 56612488 | 30642472 | 15280100 | 3058393 | 48980965 | 14741172 | 7118162 | 1693228 | 23552562 | 30698175 | 14184883 | 2958227 | 47841279 | 14742000 | 7118000 | 1693000 | 23553000 | 0 | 0 | 0 | 0 | 0 | 0 | 0 | 0 | 0 | 0 | 0 | 0 | 22934385.6 | 11006353 | 2241926 | 36182665 | 45126609.7381 | 21821981.4347 | 4341490.3779 | 71290081.5507 | 68601611.4587 | 32921723.6968 | 6706336.0202 | 108229671.1756 | 0 | 0 | 0 | 0 | 0 | 0 | 0 | 0 | 0 | 0 | 0 | 0 | 0 | 0 | 0 | 0 | 0 | 0 | 0 | 0 | 0 | 0 | 0 | 0 | 0 | 0 | 0 | 55875000 | 0 | 0 | 0 | 0 | 30500000 | 12600000 | 1600000 | 44780000 | 0 | 0 | 0 | 109042060 | 0 | 0 | 0 | 109042060 | 0 | 0 | 0 | 23970000 | 0 | 0 | 0 | 23550000 | 0 | 0 | 0 | 23165000 | 0 | 0 | 0 | 46331000 | 0 | 0 | 0 | 31243027 | 0 | 0 | 0 | 30504183 | 0 | 0 | 0 | 30172968 | 0 | 0 | 0 | 21927301 | 0 | 0 | 0 | 21305307 | 0 | 0 | 0 | 21059448 | 0 | 0 | 0 | 27865273 | 0 | 0 | 0 | 27223203 | 0 | 0 | 0 | 26958837 | 0 | 0 | 0 | 0
20 | 233.2 |  |  |  | 233.2 | Air-based Cooling Systems | 0 | 0 | 0 | 0 | 0 | 0 | 0 | 0 | 0 | 0 | 0 | 0 | 0 | 0 | 0 | 0 | 0 | 0 | 0 | 0 | 0 | 0 | 0 | 0 | 0 | 0 | 0 | 0 | 0 | 0 | 0 | 0 | 0 | 0 | 0 | 0 | 0 | 0 | 0 | 0 | 0 | 0 | 0 | 0 | 0 | 0 | 0 | 0 | 0 | 0 | 0 | 0 | 0 | 0 | 0 | 0 | 0 | 0 | 0 | 0 | 0 | 0 | 0 | 0 | 0 | 0 | 0 | 0 | 0 | 0 | 0 | 0 | 0 | 0 | 0 | 0 | 0 | 0 | 0 | 0 | 0 | 0 | 0 | 0 | 0 | 0 | 0 | 0 | 0 | 0 | 0 | 0 | 0 | 0 | 0 | 0 | 0 | 0 | 0 | 0 | 0 | 0 | 0 | 0 | 0 | 0 | 0 | 0 | 0 | 0 | 0 | 0 | 0 | 0 | 0 | 0 | 0 | 0 | 0 | 0 | 0 | 0 | 0 | 0 | 0 | 0 | 0 | 0 | 0 | 0 | 0 | 0 | 0 | 0 | 0 | 0 | 0 | 0 | 0 | 0 | 0 | 0 | 0 | 0 | 0 | 0 | 0 | 0 | 0 | 0 | 0 | 0 | 0 | 0 | 0 | 0 | 0 | 0 | 0 | 0 | 0 | 0 | 0 | 0 | 0 | 0 | 0 | 0 | 0 | 0 | 0 | 0 | 0 | 0 | 0 | 0 | 0 | 0 | 0 | 0 | 0 | 0 | 0 | 0 | 0 | 0 | 0 | 0 | 0 | 0 | 0 | 0 | 0 | 0 | 0 | 0 | 0 | 0 | 0 | 0
20 | 234 |  |  | 234 |  | Feed Heating Systems | 0 | 0 | 0 | 0 | 0 | 0 | 0 | 0 | 0 | 0 | 0 | 0 | 0 | 0 | 0 | 0 | 0 | 0 | 0 | 0 | 0 | 0 | 0 | 0 | 0 | 0 | 0 | 0 | 0 | 0 | 0 | 0 | 0 | 0 | 0 | 0 | 0 | 0 | 0 | 0 | 0 | 0 | 0 | 0 | 0 | 0 | 0 | 0 | 0 | 0 | 0 | 0 | 0 | 0 | 0 | 0 | 17006922 | 14283466 | 1422780 | 32713168 | 15748646 | 7130382 | 709773 | 23588801 | 10299017 | 1162122 | 114210 | 11575348 | 17530023 | 2061539 | 209317 | 19800879 | 10299000 | 1162000 | 114000 | 11575000 | 0 | 0 | 0 | 0 | 0 | 0 | 0 | 0 | 0 | 0 | 0 | 0 | 9753211 | 3290344 | 0 | 13043555 | 13048106.8257 | 5992407.6033 | 0 | 19040514.429 | 38581917.5059 | 19355101.0338 | 2385996.1022 | 60323014.6419 | 0 | 0 | 0 | 0 | 0 | 0 | 0 | 0 | 0 | 0 | 0 | 0 | 0 | 0 | 0 | 0 | 0 | 0 | 0 | 0 | 0 | 0 | 0 | 0 | 0 | 0 | 0 | 0 | 0 | 0 | 0 | 0 | 0 | 0 | 0 | 0 | 0 | 0 | 0 | 56613122 | 0 | 0 | 0 | 56613122 | 0 | 0 | 0 | 13672000 | 0 | 0 | 0 | 13481000 | 0 | 0 | 0 | 13308000 | 0 | 0 | 0 | 26280000 | 0 | 0 | 0 | 34769738 | 0 | 0 | 0 | 34048750 | 0 | 0 | 0 | 33723708 | 0 | 0 | 0 | 162936252 | 0 | 0 | 0 | 149419332 | 0 | 0 | 0 | 137576988 | 0 | 0 | 0 | 0 | 0 | 0 | 0 | 0 | 0 | 0 | 0 | 0 | 0 | 0 | 0 | 0
20 | 235 |  |  | 235 |  | Common Plant Equipment | 0 | 0 | 0 | 0 | 0 | 0 | 0 | 0 | 0 | 0 | 0 | 0 | 0 | 0 | 0 | 0 | 0 | 0 | 0 | 0 | 0 | 0 | 0 | 0 | 0 | 0 | 0 | 0 | 0 | 0 | 0 | 0 | 0 | 0 | 0 | 0 | 0 | 0 | 0 | 0 | 0 | 0 | 0 | 0 | 0 | 0 | 0 | 0 | 0 | 0 | 0 | 0 | 0 | 0 | 0 | 0 | 0 | 0 | 0 | 0 | 0 | 0 | 0 | 0 | 0 | 0 | 0 | 0 | 0 | 0 | 0 | 0 | 0 | 0 | 0 | 0 | 0 | 0 | 0 | 0 | 0 | 0 | 0 | 0 | 0 | 0 | 0 | 0 | 0 | 0 | 0 | 0 | 0 | 0 | 0 | 0 | 0 | 0 | 0 | 0 | 0 | 0 | 0 | 0 | 0 | 0 | 0 | 0 | 0 | 0 | 0 | 0 | 0 | 0 | 0 | 0 | 0 | 0 | 0 | 0 | 0 | 0 | 0 | 0 | 0 | 0 | 0 | 0 | 0 | 0 | 0 | 0 | 0 | 0 | 0 | 0 | 0 | 0 | 0 | 0 | 0 | 0 | 0 | 0 | 0 | 0 | 0 | 0 | 0 | 0 | 0 | 0 | 0 | 0 | 0 | 0 | 0 | 0 | 0 | 0 | 0 | 0 | 0 | 0 | 0 | 0 | 0 | 0 | 0 | 0 | 0 | 0 | 0 | 0 | 0 | 0 | 0 | 0 | 0 | 0 | 0 | 0 | 0 | 0 | 0 | 0 | 0 | 0 | 0 | 0 | 0 | 0 | 0 | 0 | 0 | 0 | 0 | 0 | 0 | 0
20 | 236 |  |  | 236 |  | Common Instrumentation & Controls | 0 | 0 | 0 | 0 | 0 | 0 | 0 | 0 | 0 | 0 | 0 | 0 | 0 | 0 | 0 | 0 | 0 | 0 | 0 | 0 | 0 | 0 | 0 | 0 | 0 | 0 | 0 | 0 | 0 | 0 | 0 | 0 | 0 | 0 | 0 | 0 | 0 | 0 | 0 | 0 | 0 | 0 | 0 | 0 | 0 | 0 | 0 | 0 | 0 | 0 | 0 | 0 | 0 | 0 | 0 | 0 | 1942762 | 5562404 | 475056 | 7980222 | 1868040 | 4591575 | 394597 | 6854212 | 1600373 | 2348232 | 191989 | 4140594 | 2392513 | 3532394 | 291102 | 6216008 | 1600000 | 2348000 | 192000 | 4140000 | 0 | 0 | 0 | 0 | 0 | 0 | 0 | 0 | 0 | 0 | 0 | 0 | 1630349 | 1303425 | 0 | 2933774 | 2181124.1866 | 2373811.6221 | 0 | 4554935.8088 | 4212642.3539 | 7667262.7803 | 805442.8257 | 12685347.9599 | 0 | 0 | 0 | 0 | 0 | 0 | 0 | 0 | 0 | 0 | 0 | 0 | 0 | 0 | 0 | 0 | 0 | 0 | 0 | 0 | 0 | 0 | 0 | 0 | 0 | 0 | 0 | 0 | 0 | 0 | 0 | 0 | 0 | 0 | 0 | 0 | 0 | 0 | 0 | 16450109 | 0 | 0 | 0 | 16450109 | 0 | 0 | 0 | 15660000 | 0 | 0 | 0 | 15583000 | 0 | 0 | 0 | 15515000 | 0 | 0 | 0 | 31029000 | 0 | 0 | 0 | 2673283 | 0 | 0 | 0 | 2637768 | 0 | 0 | 0 | 2621910 | 0 | 0 | 0 | 0 | 0 | 0 | 0 | 0 | 0 | 0 | 0 | 0 | 0 | 0 | 0 | 0 | 0 | 0 | 0 | 0 | 0 | 0 | 0 | 0 | 0 | 0 | 0 | 0
20 | 237 |  |  | 237 |  | Miscellaneous Energy System Equipment | 0 | 0 | 0 | 60330000 | 0 | 0 | 0 | 173390000 | 0 | 0 | 0 | 71070000 | 0 | 0 | 0 | 204240000 | 0 | 0 | 0 | 41390000 | 0 | 0 | 0 | 119000000 | 0 | 0 | 0 | 48750000 | 0 | 0 | 0 | 140150000 | 0 | 0 | 0 | 0 | 0 | 0 | 0 | 0 | 0 | 0 | 0 | 0 | 0 | 0 | 0 | 0 | 0 | 0 | 0 | 0 | 0 | 0 | 0 | 0 | 0 | 5916911 | 3547074 | 9463985 | 0 | 4608280 | 3437620 | 8045900 | 0 | 2953088 | 2301247 | 5254335 | 0 | 4377866 | 3417620 | 7795486 | 0 | 2953000 | 2301000 | 5254000 | 0 | 0 | 0 | 0 | 0 | 0 | 0 | 0 | 0 | 0 | 0 | 0 | 2130547 | 1410803 | 0 | 3541350 | 2850303.3471 | 2569368.0497 | 0 | 5419671.3968 | 0 | 8298897.7864 | 5994392.143 | 14293289.9293 | 0 | 0 | 0 | 0 | 0 | 0 | 0 | 0 | 0 | 0 | 0 | 0 | 0 | 0 | 0 | 0 | 0 | 0 | 0 | 0 | 0 | 0 | 0 | 0 | 0 | 0 | 0 | 0 | 0 | 0 | 0 | 0 | 0 | 0 | 0 | 0 | 0 | 0 | 0 | 0 | 0 | 0 | 0 | 0 | 0 | 0 | 0 | 0 | 0 | 0 | 0 | 0 | 0 | 0 | 0 | 0 | 0 | 0 | 0 | 0 | 0 | 0 | 0 | 26353267 | 0 | 0 | 0 | 26104412 | 0 | 0 | 0 | 25969669 | 0 | 0 | 0 | 26353267 | 0 | 0 | 0 | 26104412 | 0 | 0 | 0 | 26003585 | 0 | 0 | 0 | 5010219 | 0 | 0 | 0 | 4738865 | 0 | 0 | 0 | 4477165 | 0 | 0 | 0 | 0
20 | 24 |  | 24 |  |  | Electrical Equipment | 0 | 0 | 0 | 0 | 0 | 0 | 0 | 0 | 0 | 0 | 0 | 0 | 0 | 0 | 0 | 0 | 0 | 0 | 0 | 0 | 0 | 0 | 0 | 0 | 0 | 0 | 0 | 0 | 0 | 0 | 0 | 0 | 0 | 0 | 0 | 540000000 | 0 | 0 | 0 | 310000000 | 0 | 0 | 0 | 230000000 | 0 | 0 | 0 | 310000000 | 0 | 0 | 0 | 170000000 | 0 | 0 | 0 | 220000000 | 32815284 | 67159059 | 19262172 | 119236515 | 32713418 | 16761545 | 13884216 | 81322724 | 28952439 | 12709292 | 5852495 | 47514226 | 35854993 | 18210785 | 8175977 | 62241755 | 13574000 | 11585000 | 5401000 | 30560000 | 0 | 0 | 0 | 72675000 | 0 | 0 | 0 | 36000000 | 0 | 0 | 0 | 57000000 | 12825672 | 24877432.8 | 9346221.59 | 47049328 | 16960027.4166 | 32896671.1616 | 12358975.8574 | 62215674.4355 | 86416072.2884 | 167617719.2006 | 62972430.6964 | 105668740.7285 | 0 | 0 | 0 | 56420704.0221 | 0 | 0 | 0 | 93718630.9962 | 0 | 0 | 0 | 163208221.6481 | 0 | 0 | 0 | 284231233.8565 | 0 | 0 | 0 | 495013752.0318 | 0 | 0 | 0 | 591817893.6507 | 0 | 0 | 0 | 93381024 | 0 | 0 | 0 | 34982052 | 57110000 | 58470000 | 21990000 | 137570000 | 0 | 0 | 0 | 171974536 | 0 | 0 | 0 | 171974536 | 0 | 0 | 0 | 53080000 | 0 | 0 | 0 | 51854000 | 0 | 0 | 0 | 50757000 | 0 | 0 | 0 | 101512000 | 17008750 | 31128034 | 5461236 | 54754359 | 22756150 | 24581716 | 5461236 | 52811103 | 22756150 | 23909580 | 5461236 | 51928966 | 22739060 | 27556489 | 5626236 | 55921585 | 22738860 | 25526125 | 5626236 | 53892221 | 22736860 | 24721599 | 5626236 | 53086705 | 25698000 | 26100184 | 3837544 | 55633729 | 25698000 | 24185325 | 3837544 | 53720869 | 25698000 | 23423055 | 3837544 | 52958599 | 0 | 0 | 0 | 54000000
20 | 241 |  |  | 241 |  | Switchgear | 0 | 0 | 0 | 0 | 0 | 0 | 0 | 0 | 0 | 0 | 0 | 0 | 0 | 0 | 0 | 0 | 0 | 0 | 0 | 0 | 0 | 0 | 0 | 0 | 0 | 0 | 0 | 0 | 0 | 0 | 0 | 0 | 0 | 0 | 0 | 0 | 0 | 0 | 0 | 0 | 0 | 0 | 0 | 0 | 0 | 0 | 0 | 0 | 0 | 0 | 0 | 0 | 0 | 0 | 0 | 0 | 11254174 | 603852 | 88342 | 11946368 | 11254089 | 603852 | 88342 | 11946283 | 8845659 | 221018 | 24530 | 9091207 | 10921990 | 272864 | 30677 | 11225531 | 5155000 | 140000 | 11000 | 5306000 | 0 | 0 | 0 | 0 | 0 | 0 | 0 | 0 | 0 | 0 | 0 | 0 | 5831157 | 204192.3 | 36624.62 | 6071974 | 7710830.2971 | 270013.6151 | 48430.557 | 8029274.4692 | 13096277.3426 | 458598.2382 | 82255.734 | 13637131.3149 | 0 | 0 | 0 | 0 | 0 | 0 | 0 | 0 | 0 | 0 | 0 | 0 | 0 | 0 | 0 | 0 | 0 | 0 | 0 | 0 | 0 | 0 | 0 | 0 | 0 | 0 | 0 | 6664781 | 0 | 0 | 0 | 0 | 20640000 | 1110000 | 160000 | 21910000 | 0 | 0 | 0 | 30171079 | 0 | 0 | 0 | 30171079 | 0 | 0 | 0 | 10775000 | 0 | 0 | 0 | 10731000 | 0 | 0 | 0 | 10691000 | 0 | 0 | 0 | 21383000 | 0 | 0 | 0 | 7361977 | 0 | 0 | 0 | 7287866 | 0 | 0 | 0 | 7254527 | 0 | 0 | 0 | 7356697 | 0 | 0 | 0 | 7282585 | 0 | 0 | 0 | 7253289 | 0 | 0 | 0 | 6951996 | 0 | 0 | 0 | 6876454 | 0 | 0 | 0 | 6846243 | 0 | 0 | 0 | 0
20 | 242 |  |  | 242 |  | Station Service Equipment | 0 | 0 | 0 | 0 | 0 | 0 | 0 | 0 | 0 | 0 | 0 | 0 | 0 | 0 | 0 | 0 | 0 | 0 | 0 | 0 | 0 | 0 | 0 | 0 | 0 | 0 | 0 | 0 | 0 | 0 | 0 | 0 | 0 | 0 | 0 | 0 | 0 | 0 | 0 | 0 | 0 | 0 | 0 | 0 | 0 | 0 | 0 | 0 | 0 | 0 | 0 | 0 | 0 | 0 | 0 | 0 | 18306025 | 1686215 | 326286 | 20318526 | 18304796 | 1560383 | 298209 | 20163388 | 15569007 | 907226 | 186558 | 16662791 | 17604079 | 1175197 | 260515 | 19039790 | 4164000 | 510000 | 60000 | 4734000 | 0 | 0 | 0 | 0 | 0 | 0 | 0 | 0 | 0 | 0 | 0 | 0 | 4633731 | 278559.1 | 66084.55 | 4978375 | 6127414.2632 | 368352.6302 | 87386.9031 | 6583153.7965 | 10406961.8305 | 625619.8126 | 148420.2188 | 11181001.8619 | 0 | 0 | 0 | 0 | 0 | 0 | 0 | 0 | 0 | 0 | 0 | 0 | 0 | 0 | 0 | 0 | 0 | 0 | 0 | 0 | 0 | 0 | 0 | 0 | 0 | 0 | 0 | 29260917 | 0 | 0 | 0 | 0 | 33570000 | 2860000 | 550000 | 36980000 | 0 | 0 | 0 | 39792131 | 0 | 0 | 0 | 39792131 | 0 | 0 | 0 | 10479000 | 0 | 0 | 0 | 10427000 | 0 | 0 | 0 | 10380000 | 0 | 0 | 0 | 20761000 | 0 | 0 | 0 | 13997832 | 0 | 0 | 0 | 13888619 | 0 | 0 | 0 | 13833124 | 0 | 0 | 0 | 13984422 | 0 | 0 | 0 | 13875209 | 0 | 0 | 0 | 13826526 | 0 | 0 | 0 | 13245821 | 0 | 0 | 0 | 13138713 | 0 | 0 | 0 | 13090806 | 0 | 0 | 0 | 0
20 | 243 |  |  | 243 |  | Switchboards | 0 | 0 | 0 | 0 | 0 | 0 | 0 | 0 | 0 | 0 | 0 | 0 | 0 | 0 | 0 | 0 | 0 | 0 | 0 | 0 | 0 | 0 | 0 | 0 | 0 | 0 | 0 | 0 | 0 | 0 | 0 | 0 | 0 | 0 | 0 | 0 | 0 | 0 | 0 | 0 | 0 | 0 | 0 | 0 | 0 | 0 | 0 | 0 | 0 | 0 | 0 | 0 | 0 | 0 | 0 | 0 | 1571429 | 392488 | 127880 | 2091797 | 1571428 | 352828 | 124642 | 2048898 | 1334027 | 89310 | 81285 | 1504622 | 1647407 | 109911 | 101402 | 1858721 | 1334000 | 89000 | 81000 | 1504000 | 0 | 0 | 0 | 0 | 0 | 0 | 0 | 0 | 0 | 0 | 0 | 0 | 1345634 | 192171.4 | 21729.42 | 1559535 | 1779398.7641 | 254117.8639 | 28733.8957 | 2062250.5238 | 3022177.7448 | 431600.4756 | 48802.4056 | 3502580.626 | 0 | 0 | 0 | 0 | 0 | 0 | 0 | 0 | 0 | 0 | 0 | 0 | 0 | 0 | 0 | 0 | 0 | 0 | 0 | 0 | 0 | 0 | 0 | 0 | 0 | 0 | 0 | 0 | 0 | 0 | 0 | 0 | 0 | 0 | 0 | 0 | 0 | 0 | 0 | 4817355 | 0 | 0 | 0 | 4817355 | 0 | 0 | 0 | 1270000 | 0 | 0 | 0 | 1264000 | 0 | 0 | 0 | 1258000 | 0 | 0 | 0 | 2515000 | 0 | 0 | 0 | 4106724 | 0 | 0 | 0 | 4098023 | 0 | 0 | 0 | 4094085 | 0 | 0 | 0 | 4104324 | 0 | 0 | 0 | 4096623 | 0 | 0 | 0 | 4092252 | 0 | 0 | 0 | 3706710 | 0 | 0 | 0 | 3704859 | 0 | 0 | 0 | 3700735 | 0 | 0 | 0 | 0
20 | 244 |  |  | 244 |  | Protective Systems Equipment | 0 | 0 | 0 | 0 | 0 | 0 | 0 | 0 | 0 | 0 | 0 | 0 | 0 | 0 | 0 | 0 | 0 | 0 | 0 | 0 | 0 | 0 | 0 | 0 | 0 | 0 | 0 | 0 | 0 | 0 | 0 | 0 | 0 | 0 | 0 | 0 | 0 | 0 | 0 | 0 | 0 | 0 | 0 | 0 | 0 | 0 | 0 | 0 | 0 | 0 | 0 | 0 | 0 | 0 | 0 | 0 | 0 | 3206570 | 1768738 | 4975308 | 0 | 2492649 | 1768737 | 4261386 | 0 | 1955465 | 1531271 | 3486736 | 0 | 2414154 | 1893999 | 4308153 | 0 | 1955000 | 1531000 | 3486000 | 0 | 0 | 0 | 0 | 0 | 0 | 0 | 0 | 0 | 0 | 0 | 0 | 0 | 1997062 | 1350552 | 3347615 | 0 | 2640814.9419 | 1785902.855 | 4426717.7969 | 0 | 4485229.6779 | 3033224.4642 | 7518454.1421 | 0 | 0 | 0 | 0 | 0 | 0 | 0 | 0 | 0 | 0 | 0 | 0 | 0 | 0 | 0 | 0 | 0 | 0 | 0 | 0 | 0 | 0 | 0 | 0 | 0 | 0 | 0 | 1640141 | 0 | 0 | 0 | 0 | 0 | 0 | 0 | 0 | 0 | 0 | 0 | 10227326 | 0 | 0 | 0 | 10227326 | 0 | 0 | 0 | 1659000 | 0 | 0 | 0 | 1604000 | 0 | 0 | 0 | 1556000 | 0 | 0 | 0 | 3111000 | 0 | 0 | 0 | 490835 | 0 | 0 | 0 | 484366 | 0 | 0 | 0 | 473829 | 0 | 0 | 0 | 1075601 | 0 | 0 | 0 | 1028815 | 0 | 0 | 0 | 1007686 | 0 | 0 | 0 | 672655 | 0 | 0 | 0 | 647671 | 0 | 0 | 0 | 635085 | 0 | 0 | 0 | 0
20 | 245 |  |  | 245 |  | Electrical Raceway Systems | 0 | 0 | 0 | 0 | 0 | 0 | 0 | 0 | 0 | 0 | 0 | 0 | 0 | 0 | 0 | 0 | 0 | 0 | 0 | 0 | 0 | 0 | 0 | 0 | 0 | 0 | 0 | 0 | 0 | 0 | 0 | 0 | 0 | 0 | 0 | 0 | 0 | 0 | 0 | 0 | 0 | 0 | 0 | 0 | 0 | 0 | 0 | 0 | 0 | 0 | 0 | 0 | 0 | 0 | 0 | 0 | 0 | 39886082 | 6788697 | 46674779 | 0 | 17982 | 4320156 | 22301683 | 730206 | 6174131 | 1825321 | 8729658 | 1306600 | 8746162 | 2366355 | 12419117 | 694000 | 5865000 | 1734000 | 8293000 | 0 | 0 | 0 | 0 | 0 | 0 | 0 | 0 | 0 | 0 | 0 | 0 | 0 | 14226138 | 2968583 | 17194721 | 0 | 18811932.7991 | 3925505.1203 | 22737437.9195 | 0 | 31950682.3255 | 6667181.3261 | 38617863.6516 | 0 | 0 | 0 | 0 | 0 | 0 | 0 | 0 | 0 | 0 | 0 | 0 | 0 | 0 | 0 | 0 | 0 | 0 | 0 | 0 | 0 | 0 | 0 | 0 | 0 | 0 | 0 | 9124673 | 0 | 0 | 0 | 0 | 0 | 32980000 | 7920000 | 40900000 | 0 | 0 | 0 | 51524039 | 0 | 0 | 0 | 51524039 | 0 | 0 | 0 | 16658000 | 0 | 0 | 0 | 15920000 | 0 | 0 | 0 | 15251000 | 0 | 0 | 0 | 30501000 | 0 | 0 | 0 | 14430149 | 0 | 0 | 0 | 13429632 | 0 | 0 | 0 | 12983583 | 0 | 0 | 0 | 14938534 | 0 | 0 | 0 | 13900178 | 0 | 0 | 0 | 13493289 | 0 | 0 | 0 | 13697144 | 0 | 0 | 0 | 12728212 | 0 | 0 | 0 | 12348514 | 0 | 0 | 0 | 0
20 | 246 |  |  | 246 |  | Power and Control Cables and Wiring | 0 | 0 | 0 | 0 | 0 | 0 | 0 | 0 | 0 | 0 | 0 | 0 | 0 | 0 | 0 | 0 | 0 | 0 | 0 | 0 | 0 | 0 | 0 | 0 | 0 | 0 | 0 | 0 | 0 | 0 | 0 | 0 | 0 | 0 | 0 | 0 | 0 | 0 | 0 | 0 | 0 | 0 | 0 | 0 | 0 | 0 | 0 | 0 | 0 | 0 | 0 | 0 | 0 | 0 | 0 | 0 | 1683656 | 21383852 | 10162229 | 33229737 | 1583105 | 11733851 | 7284130 | 20601086 | 2473540 | 3362142 | 2203530 | 8039212 | 4374917 | 5492497 | 3523029 | 13390443 | 2227000 | 3026000 | 1984000 | 7237000 | 0 | 0 | 0 | 0 | 0 | 0 | 0 | 0 | 0 | 0 | 0 | 0 | 1015150 | 7979310 | 4902648 | 13897108 | 1342384.0921 | 10551439.3113 | 6483016.5262 | 18376839.9296 | 2279940.5114 | 17920842.5371 | 11010926.0835 | 31211709.132 | 0 | 0 | 0 | 0 | 0 | 0 | 0 | 0 | 0 | 0 | 0 | 0 | 0 | 0 | 0 | 0 | 0 | 0 | 0 | 0 | 0 | 0 | 0 | 0 | 0 | 0 | 0 | 0 | 0 | 0 | 0 | 0 | 2900000 | 21520000 | 13360000 | 37780000 | 0 | 0 | 0 | 35442606 | 0 | 0 | 0 | 35442606 | 0 | 0 | 0 | 12239000 | 0 | 0 | 0 | 11908000 | 0 | 0 | 0 | 11621000 | 0 | 0 | 0 | 23241000 | 0 | 0 | 0 | 14366842 | 0 | 0 | 0 | 13622597 | 0 | 0 | 0 | 13289818 | 0 | 0 | 0 | 14462007 | 0 | 0 | 0 | 13708811 | 0 | 0 | 0 | 13413663 | 0 | 0 | 0 | 17359403 | 0 | 0 | 0 | 16624960 | 0 | 0 | 0 | 16337216 | 0 | 0 | 0 | 0
20 | 25 |  | 25 |  |  | Initial Fuel Inventory | 0 | 0 | 0 | 72410000 | 0 | 0 | 0 | 289660000 | 0 | 0 | 0 | 112920000 | 0 | 0 | 0 | 451690000 | 0 | 0 | 0 | 46860000 | 0 | 0 | 0 | 187430000 | 0 | 0 | 0 | 73070000 | 0 | 0 | 0 | 292270000 | 0 | 0 | 0 | 0 | 0 | 0 | 0 | 0 | 0 | 0 | 0 | 0 | 0 | 0 | 0 | 0 | 0 | 0 | 0 | 0 | 0 | 0 | 0 | 0 | 0 | 0 | 0 | 0 | 0 | 0 | 0 | 0 | 0 | 0 | 0 | 0 | 0 | 0 | 0 | 0 | 0 | 0 | 0 | 0 | 0 | 0 | 0 | 0 | 0 | 0 | 0 | 0 | 0 | 0 | 0 | 0 | 0 | 0 | 0 | 0 | 0 | 0 | 0 | 0 | 0 | 0 | 0 | 0 | 0 | 0 | 0 | 144233628 | 0 | 0 | 0 | 279724434 | 0 | 0 | 0 | 559448868 | 0 | 0 | 0 | 1118897736 | 0 | 0 | 0 | 2237795472 | 0 | 0 | 0 | 2797244340 | 0 | 0 | 0 | 129196605 | 0 | 0 | 0 | 0 | 0 | 0 | 0 | 0 | 0 | 0 | 0 | 0 | 0 | 0 | 0 | 0 | 0 | 0 | 0 | 0 | 0 | 0 | 0 | 0 | 0 | 0 | 0 | 0 | 0 | 0 | 0 | 0 | 0 | 0 | 0 | 0 | 0 | 0 | 0 | 0 | 0 | 0 | 0 | 0 | 0 | 0 | 0 | 0 | 0 | 0 | 0 | 0 | 0 | 0 | 0 | 0 | 0 | 0 | 0 | 0 | 0 | 0 | 0 | 0 | 0 | 0 | 0 | 0 | 0 | 0 | 0 | 224300000
20 | 251 |  |  | 251 |  | Initial Fuel Inventory Material | 0 | 0 | 0 | 0 | 0 | 0 | 0 | 0 | 0 | 0 | 0 | 0 | 0 | 0 | 0 | 0 | 0 | 0 | 0 | 0 | 0 | 0 | 0 | 0 | 0 | 0 | 0 | 0 | 0 | 0 | 0 | 0 | 0 | 0 | 0 | 0 | 0 | 0 | 0 | 0 | 0 | 0 | 0 | 0 | 0 | 0 | 0 | 0 | 0 | 0 | 0 | 0 | 0 | 0 | 0 | 0 | 0 | 0 | 0 | 0 | 0 | 0 | 0 | 0 | 0 | 0 | 0 | 0 | 0 | 0 | 0 | 0 | 0 | 0 | 0 | 0 | 0 | 0 | 0 | 0 | 0 | 0 | 0 | 0 | 0 | 0 | 0 | 0 | 0 | 0 | 0 | 0 | 0 | 0 | 0 | 0 | 0 | 0 | 0 | 0 | 0 | 0 | 0 | 0 | 0 | 0 | 0 | 0 | 0 | 0 | 0 | 0 | 0 | 0 | 0 | 0 | 0 | 0 | 0 | 0 | 0 | 0 | 0 | 0 | 0 | 0 | 0 | 0 | 0 | 0 | 0 | 0 | 0 | 0 | 0 | 0 | 0 | 0 | 0 | 0 | 0 | 0 | 0 | 0 | 0 | 0 | 0 | 0 | 0 | 0 | 0 | 0 | 0 | 0 | 0 | 0 | 0 | 0 | 0 | 0 | 0 | 0 | 0 | 0 | 0 | 0 | 0 | 0 | 0 | 0 | 0 | 0 | 0 | 0 | 0 | 0 | 0 | 0 | 0 | 0 | 0 | 0 | 0 | 0 | 0 | 0 | 0 | 0 | 0 | 0 | 0 | 0 | 0 | 0 | 0 | 0 | 0 | 0 | 0 | 0
20 | 252 |  |  | 252 |  | First Core Conversion | 0 | 0 | 0 | 0 | 0 | 0 | 0 | 0 | 0 | 0 | 0 | 0 | 0 | 0 | 0 | 0 | 0 | 0 | 0 | 0 | 0 | 0 | 0 | 0 | 0 | 0 | 0 | 0 | 0 | 0 | 0 | 0 | 0 | 0 | 0 | 0 | 0 | 0 | 0 | 0 | 0 | 0 | 0 | 0 | 0 | 0 | 0 | 0 | 0 | 0 | 0 | 0 | 0 | 0 | 0 | 0 | 0 | 0 | 0 | 0 | 0 | 0 | 0 | 0 | 0 | 0 | 0 | 0 | 0 | 0 | 0 | 0 | 0 | 0 | 0 | 0 | 0 | 0 | 0 | 0 | 0 | 0 | 0 | 0 | 0 | 0 | 0 | 0 | 0 | 0 | 0 | 0 | 0 | 0 | 0 | 0 | 0 | 0 | 0 | 0 | 0 | 0 | 0 | 0 | 0 | 0 | 0 | 0 | 0 | 0 | 0 | 0 | 0 | 0 | 0 | 0 | 0 | 0 | 0 | 0 | 0 | 0 | 0 | 0 | 0 | 0 | 0 | 0 | 0 | 0 | 0 | 0 | 0 | 0 | 0 | 0 | 0 | 0 | 0 | 0 | 0 | 0 | 0 | 0 | 0 | 0 | 0 | 0 | 0 | 0 | 0 | 0 | 0 | 0 | 0 | 0 | 0 | 0 | 0 | 0 | 0 | 0 | 0 | 0 | 0 | 0 | 0 | 0 | 0 | 0 | 0 | 0 | 0 | 0 | 0 | 0 | 0 | 0 | 0 | 0 | 0 | 0 | 0 | 0 | 0 | 0 | 0 | 0 | 0 | 0 | 0 | 0 | 0 | 0 | 0 | 0 | 0 | 0 | 0 | 0
20 | 253 |  |  | 253 |  | First Core Enrichment | 0 | 0 | 0 | 0 | 0 | 0 | 0 | 0 | 0 | 0 | 0 | 0 | 0 | 0 | 0 | 0 | 0 | 0 | 0 | 0 | 0 | 0 | 0 | 0 | 0 | 0 | 0 | 0 | 0 | 0 | 0 | 0 | 0 | 0 | 0 | 0 | 0 | 0 | 0 | 0 | 0 | 0 | 0 | 0 | 0 | 0 | 0 | 0 | 0 | 0 | 0 | 0 | 0 | 0 | 0 | 0 | 0 | 0 | 0 | 0 | 0 | 0 | 0 | 0 | 0 | 0 | 0 | 0 | 0 | 0 | 0 | 0 | 0 | 0 | 0 | 0 | 0 | 0 | 0 | 0 | 0 | 0 | 0 | 0 | 0 | 0 | 0 | 0 | 0 | 0 | 0 | 0 | 0 | 0 | 0 | 0 | 0 | 0 | 0 | 0 | 0 | 0 | 0 | 0 | 0 | 0 | 0 | 0 | 0 | 0 | 0 | 0 | 0 | 0 | 0 | 0 | 0 | 0 | 0 | 0 | 0 | 0 | 0 | 0 | 0 | 0 | 0 | 0 | 0 | 0 | 0 | 0 | 0 | 0 | 0 | 0 | 0 | 0 | 0 | 0 | 0 | 0 | 0 | 0 | 0 | 0 | 0 | 0 | 0 | 0 | 0 | 0 | 0 | 0 | 0 | 0 | 0 | 0 | 0 | 0 | 0 | 0 | 0 | 0 | 0 | 0 | 0 | 0 | 0 | 0 | 0 | 0 | 0 | 0 | 0 | 0 | 0 | 0 | 0 | 0 | 0 | 0 | 0 | 0 | 0 | 0 | 0 | 0 | 0 | 0 | 0 | 0 | 0 | 0 | 0 | 0 | 0 | 0 | 0 | 0
20 | 254 |  |  | 254 |  | First Core Fuel Assembly Fabrication | 0 | 0 | 0 | 0 | 0 | 0 | 0 | 0 | 0 | 0 | 0 | 0 | 0 | 0 | 0 | 0 | 0 | 0 | 0 | 0 | 0 | 0 | 0 | 0 | 0 | 0 | 0 | 0 | 0 | 0 | 0 | 0 | 0 | 0 | 0 | 0 | 0 | 0 | 0 | 0 | 0 | 0 | 0 | 0 | 0 | 0 | 0 | 0 | 0 | 0 | 0 | 0 | 0 | 0 | 0 | 0 | 0 | 0 | 0 | 0 | 0 | 0 | 0 | 0 | 0 | 0 | 0 | 0 | 0 | 0 | 0 | 0 | 0 | 0 | 0 | 0 | 0 | 0 | 0 | 0 | 0 | 0 | 0 | 0 | 0 | 0 | 0 | 0 | 0 | 0 | 0 | 0 | 0 | 0 | 0 | 0 | 0 | 0 | 0 | 0 | 0 | 0 | 0 | 0 | 0 | 0 | 0 | 0 | 0 | 0 | 0 | 0 | 0 | 0 | 0 | 0 | 0 | 0 | 0 | 0 | 0 | 0 | 0 | 0 | 0 | 0 | 0 | 0 | 0 | 0 | 0 | 0 | 0 | 0 | 0 | 0 | 0 | 0 | 0 | 0 | 0 | 0 | 0 | 0 | 0 | 0 | 0 | 0 | 0 | 0 | 0 | 0 | 0 | 0 | 0 | 0 | 0 | 0 | 0 | 0 | 0 | 0 | 0 | 0 | 0 | 0 | 0 | 0 | 0 | 0 | 0 | 0 | 0 | 0 | 0 | 0 | 0 | 0 | 0 | 0 | 0 | 0 | 0 | 0 | 0 | 0 | 0 | 0 | 0 | 0 | 0 | 0 | 0 | 0 | 0 | 0 | 0 | 0 | 0 | 0
20 | 255 |  |  | 255 |  | First Core Supply of Other Fissionable Materials (e.g., Pu) | 0 | 0 | 0 | 0 | 0 | 0 | 0 | 0 | 0 | 0 | 0 | 0 | 0 | 0 | 0 | 0 | 0 | 0 | 0 | 0 | 0 | 0 | 0 | 0 | 0 | 0 | 0 | 0 | 0 | 0 | 0 | 0 | 0 | 0 | 0 | 0 | 0 | 0 | 0 | 0 | 0 | 0 | 0 | 0 | 0 | 0 | 0 | 0 | 0 | 0 | 0 | 0 | 0 | 0 | 0 | 0 | 0 | 0 | 0 | 0 | 0 | 0 | 0 | 0 | 0 | 0 | 0 | 0 | 0 | 0 | 0 | 0 | 0 | 0 | 0 | 0 | 0 | 0 | 0 | 0 | 0 | 0 | 0 | 0 | 0 | 0 | 0 | 0 | 0 | 0 | 0 | 0 | 0 | 0 | 0 | 0 | 0 | 0 | 0 | 0 | 0 | 0 | 0 | 0 | 0 | 0 | 0 | 0 | 0 | 0 | 0 | 0 | 0 | 0 | 0 | 0 | 0 | 0 | 0 | 0 | 0 | 0 | 0 | 0 | 0 | 0 | 0 | 0 | 0 | 0 | 0 | 0 | 0 | 0 | 0 | 0 | 0 | 0 | 0 | 0 | 0 | 0 | 0 | 0 | 0 | 0 | 0 | 0 | 0 | 0 | 0 | 0 | 0 | 0 | 0 | 0 | 0 | 0 | 0 | 0 | 0 | 0 | 0 | 0 | 0 | 0 | 0 | 0 | 0 | 0 | 0 | 0 | 0 | 0 | 0 | 0 | 0 | 0 | 0 | 0 | 0 | 0 | 0 | 0 | 0 | 0 | 0 | 0 | 0 | 0 | 0 | 0 | 0 | 0 | 0 | 0 | 0 | 0 | 0 | 0
20 | 26 |  | 26 |  |  | Miscellaneous Equipment | 0 | 0 | 0 | 0 | 0 | 0 | 0 | 0 | 0 | 0 | 0 | 0 | 0 | 0 | 0 | 0 | 0 | 0 | 0 | 0 | 0 | 0 | 0 | 0 | 0 | 0 | 0 | 0 | 0 | 0 | 0 | 0 | 0 | 0 | 0 | 200000000 | 0 | 0 | 0 | 110000000 | 0 | 0 | 0 | 310000000 | 0 | 0 | 0 | 530000000 | 0 | 0 | 0 | 30000000 | 0 | 0 | 0 | 70000000 | 20101564 | 44002203 | 6552487 | 70656254 | 18664379 | 22681762 | 5355757 | 46701898 | 14088579 | 12364653 | 3525486 | 29978617 | 21157569 | 18453319 | 5007419 | 44618307 | 14508000 | 12441000 | 3533000 | 30482000 | 0 | 0 | 0 | 24170000 | 0 | 0 | 0 | 30000000 | 0 | 0 | 0 | 35000000 | 22372875 | 22549989.1 | 4074151.89 | 48997015 | 47358935.9287 | 54666592.6258 | 9965190.936 | 111990719.4905 | 75185798.7263 | 100391621.9478 | 18395471.4093 | 96986446.0417 | 0 | 0 | 0 | 47811287.4773 | 0 | 0 | 0 | 67299870.981 | 0 | 0 | 0 | 102139004.0789 | 0 | 0 | 0 | 157565236.5347 | 0 | 0 | 0 | 245279035.251 | 0 | 0 | 0 | 283413172.7948 | 0 | 0 | 0 | 15700000 | 0 | 0 | 0 | 62934255 | 24900000 | 44400000 | 12600000 | 81800000 | 0 | 0 | 0 | 113084556 | 0 | 0 | 0 | 113084556 | 0 | 0 | 0 | 13133000 | 0 | 0 | 0 | 12937000 | 0 | 0 | 0 | 12738000 | 0 | 0 | 0 | 25477000 | 14180790 | 17952235 | 9158668 | 0 | 14180790 | 17452955 | 9158668 | 0 | 14180790 | 7996300 | 9158668 | 0 | 14107190 | 17812210 | 9055065 | 0 | 14101310 | 17316825 | 9055265 | 0 | 14092704 | 16770978 | 9055065 | 0 | 8479740 | 13726354 | 9406398 | 0 | 8473860 | 13356446 | 9406398 | 0 | 8465254 | 12935420 | 9406398 | 0 | 0 | 0 | 0 | 17000000
20 | 261 |  |  | 261 |  | Transportation and Lift Equipment | 0 | 0 | 0 | 0 | 0 | 0 | 0 | 0 | 0 | 0 | 0 | 0 | 0 | 0 | 0 | 0 | 0 | 0 | 0 | 0 | 0 | 0 | 0 | 0 | 0 | 0 | 0 | 0 | 0 | 0 | 0 | 0 | 0 | 0 | 0 | 0 | 0 | 0 | 0 | 0 | 0 | 0 | 0 | 0 | 0 | 0 | 0 | 0 | 0 | 0 | 0 | 0 | 0 | 0 | 0 | 0 | 0 | 0 | 0 | 0 | 0 | 0 | 0 | 0 | 0 | 0 | 0 | 0 | 0 | 0 | 0 | 0 | 0 | 0 | 0 | 0 | 0 | 0 | 0 | 0 | 0 | 0 | 0 | 0 | 0 | 0 | 0 | 0 | 0 | 0 | 0 | 0 | 0 | 0 | 0 | 0 | 0 | 0 | 0 | 0 | 0 | 0 | 0 | 0 | 0 | 0 | 0 | 0 | 0 | 0 | 0 | 0 | 0 | 0 | 0 | 0 | 0 | 0 | 0 | 0 | 0 | 0 | 0 | 0 | 0 | 0 | 0 | 0 | 0 | 0 | 0 | 0 | 0 | 0 | 0 | 0 | 0 | 0 | 0 | 0 | 0 | 0 | 0 | 0 | 0 | 0 | 0 | 0 | 0 | 0 | 0 | 0 | 0 | 0 | 0 | 0 | 0 | 0 | 0 | 0 | 0 | 0 | 0 | 0 | 0 | 0 | 0 | 0 | 0 | 0 | 0 | 0 | 0 | 0 | 0 | 0 | 0 | 0 | 0 | 0 | 0 | 0 | 0 | 0 | 0 | 0 | 0 | 0 | 0 | 0 | 0 | 0 | 0 | 0 | 0 | 0 | 0 | 0 | 0 | 0
20 | 262 |  |  | 262 |  | Air, Water, Plant Fuel Oil, and Steam Systems | 0 | 0 | 0 | 0 | 0 | 0 | 0 | 0 | 0 | 0 | 0 | 0 | 0 | 0 | 0 | 0 | 0 | 0 | 0 | 0 | 0 | 0 | 0 | 0 | 0 | 0 | 0 | 0 | 0 | 0 | 0 | 0 | 0 | 0 | 0 | 0 | 0 | 0 | 0 | 0 | 0 | 0 | 0 | 0 | 0 | 0 | 0 | 0 | 0 | 0 | 0 | 0 | 0 | 0 | 0 | 0 | 0 | 0 | 0 | 0 | 0 | 0 | 0 | 0 | 0 | 0 | 0 | 0 | 0 | 0 | 0 | 0 | 0 | 0 | 0 | 0 | 0 | 0 | 0 | 0 | 0 | 0 | 0 | 0 | 0 | 0 | 0 | 0 | 0 | 0 | 0 | 0 | 0 | 0 | 0 | 0 | 0 | 0 | 0 | 0 | 0 | 0 | 0 | 0 | 0 | 0 | 0 | 0 | 0 | 0 | 0 | 0 | 0 | 0 | 0 | 0 | 0 | 0 | 0 | 0 | 0 | 0 | 0 | 0 | 0 | 0 | 0 | 0 | 0 | 0 | 0 | 0 | 0 | 0 | 0 | 0 | 0 | 0 | 0 | 0 | 0 | 0 | 0 | 0 | 0 | 0 | 0 | 0 | 0 | 0 | 0 | 0 | 0 | 0 | 0 | 0 | 0 | 0 | 0 | 0 | 0 | 0 | 0 | 0 | 0 | 0 | 0 | 0 | 0 | 0 | 0 | 0 | 0 | 0 | 0 | 0 | 0 | 0 | 0 | 0 | 0 | 0 | 0 | 0 | 0 | 0 | 0 | 0 | 0 | 0 | 0 | 0 | 0 | 0 | 0 | 0 | 0 | 0 | 0 | 0
20 | 263 |  |  | 263 |  | Communications Equipment | 0 | 0 | 0 | 0 | 0 | 0 | 0 | 0 | 0 | 0 | 0 | 0 | 0 | 0 | 0 | 0 | 0 | 0 | 0 | 0 | 0 | 0 | 0 | 0 | 0 | 0 | 0 | 0 | 0 | 0 | 0 | 0 | 0 | 0 | 0 | 0 | 0 | 0 | 0 | 0 | 0 | 0 | 0 | 0 | 0 | 0 | 0 | 0 | 0 | 0 | 0 | 0 | 0 | 0 | 0 | 0 | 0 | 0 | 0 | 0 | 0 | 0 | 0 | 0 | 0 | 0 | 0 | 0 | 0 | 0 | 0 | 0 | 0 | 0 | 0 | 0 | 0 | 0 | 0 | 0 | 0 | 0 | 0 | 0 | 0 | 0 | 0 | 0 | 0 | 0 | 0 | 0 | 0 | 0 | 0 | 0 | 0 | 0 | 0 | 0 | 0 | 0 | 0 | 0 | 0 | 0 | 0 | 0 | 0 | 0 | 0 | 0 | 0 | 0 | 0 | 0 | 0 | 0 | 0 | 0 | 0 | 0 | 0 | 0 | 0 | 0 | 0 | 0 | 0 | 0 | 0 | 0 | 0 | 0 | 0 | 0 | 0 | 0 | 0 | 0 | 0 | 0 | 0 | 0 | 0 | 0 | 0 | 0 | 0 | 0 | 0 | 0 | 0 | 0 | 0 | 0 | 0 | 0 | 0 | 0 | 0 | 0 | 0 | 0 | 0 | 0 | 0 | 0 | 0 | 0 | 0 | 0 | 0 | 0 | 0 | 0 | 0 | 0 | 0 | 0 | 0 | 0 | 0 | 0 | 0 | 0 | 0 | 0 | 0 | 0 | 0 | 0 | 0 | 0 | 0 | 0 | 0 | 0 | 0 | 0
20 | 264 |  |  | 264 |  | Furnishing and Fixtures | 0 | 0 | 0 | 0 | 0 | 0 | 0 | 0 | 0 | 0 | 0 | 0 | 0 | 0 | 0 | 0 | 0 | 0 | 0 | 0 | 0 | 0 | 0 | 0 | 0 | 0 | 0 | 0 | 0 | 0 | 0 | 0 | 0 | 0 | 0 | 0 | 0 | 0 | 0 | 0 | 0 | 0 | 0 | 0 | 0 | 0 | 0 | 0 | 0 | 0 | 0 | 0 | 0 | 0 | 0 | 0 | 0 | 0 | 0 | 0 | 0 | 0 | 0 | 0 | 0 | 0 | 0 | 0 | 0 | 0 | 0 | 0 | 0 | 0 | 0 | 0 | 0 | 0 | 0 | 0 | 0 | 0 | 0 | 0 | 0 | 0 | 0 | 0 | 0 | 0 | 0 | 0 | 0 | 0 | 0 | 0 | 0 | 0 | 0 | 0 | 0 | 0 | 0 | 0 | 0 | 0 | 0 | 0 | 0 | 0 | 0 | 0 | 0 | 0 | 0 | 0 | 0 | 0 | 0 | 0 | 0 | 0 | 0 | 0 | 0 | 0 | 0 | 0 | 0 | 0 | 0 | 0 | 0 | 0 | 0 | 0 | 0 | 0 | 0 | 0 | 0 | 0 | 0 | 0 | 0 | 0 | 0 | 0 | 0 | 0 | 0 | 0 | 0 | 0 | 0 | 0 | 0 | 0 | 0 | 0 | 0 | 0 | 0 | 0 | 0 | 0 | 0 | 0 | 0 | 0 | 0 | 0 | 0 | 0 | 0 | 0 | 0 | 0 | 0 | 0 | 0 | 0 | 0 | 0 | 0 | 0 | 0 | 0 | 0 | 0 | 0 | 0 | 0 | 0 | 0 | 0 | 0 | 0 | 0 | 0
20 | 265 |  |  | 265 |  | Robotic and/or Remotely Operated Inspection and Maintenance Equipment | 0 | 0 | 0 | 0 | 0 | 0 | 0 | 0 | 0 | 0 | 0 | 0 | 0 | 0 | 0 | 0 | 0 | 0 | 0 | 0 | 0 | 0 | 0 | 0 | 0 | 0 | 0 | 0 | 0 | 0 | 0 | 0 | 0 | 0 | 0 | 0 | 0 | 0 | 0 | 0 | 0 | 0 | 0 | 0 | 0 | 0 | 0 | 0 | 0 | 0 | 0 | 0 | 0 | 0 | 0 | 0 | 0 | 0 | 0 | 0 | 0 | 0 | 0 | 0 | 0 | 0 | 0 | 0 | 0 | 0 | 0 | 0 | 0 | 0 | 0 | 0 | 0 | 0 | 0 | 0 | 0 | 0 | 0 | 0 | 0 | 0 | 0 | 0 | 0 | 0 | 0 | 0 | 0 | 0 | 0 | 0 | 0 | 0 | 0 | 0 | 0 | 0 | 0 | 0 | 0 | 0 | 0 | 0 | 0 | 0 | 0 | 0 | 0 | 0 | 0 | 0 | 0 | 0 | 0 | 0 | 0 | 0 | 0 | 0 | 0 | 0 | 0 | 0 | 0 | 0 | 0 | 0 | 0 | 0 | 0 | 0 | 0 | 0 | 0 | 0 | 0 | 0 | 0 | 0 | 0 | 0 | 0 | 0 | 0 | 0 | 0 | 0 | 0 | 0 | 0 | 0 | 0 | 0 | 0 | 0 | 0 | 0 | 0 | 0 | 0 | 0 | 0 | 0 | 0 | 0 | 0 | 0 | 0 | 0 | 0 | 0 | 0 | 0 | 0 | 0 | 0 | 0 | 0 | 0 | 0 | 0 | 0 | 0 | 0 | 0 | 0 | 0 | 0 | 0 | 0 | 0 | 0 | 0 | 0 | 0
20 | 27 |  | 27 |  |  | Material Requiring Special Consideration | 0 | 0 | 0 | 0 | 0 | 0 | 0 | 0 | 0 | 0 | 0 | 0 | 0 | 0 | 0 | 0 | 0 | 0 | 0 | 0 | 0 | 0 | 0 | 0 | 0 | 0 | 0 | 0 | 0 | 0 | 0 | 0 | 0 | 0 | 0 | 0 | 0 | 0 | 0 | 0 | 0 | 0 | 0 | 0 | 0 | 0 | 0 | 0 | 0 | 0 | 0 | 0 | 0 | 0 | 0 | 0 | 0 | 0 | 0 | 0 | 0 | 0 | 0 | 0 | 0 | 0 | 0 | 0 | 0 | 0 | 0 | 0 | 0 | 0 | 0 | 0 | 0 | 0 | 0 | 0 | 0 | 0 | 0 | 0 | 0 | 0 | 0 | 0 | 0 | 0 | 0 | 0 | 0 | 0 | 0 | 0 | 0 | 0 | 0 | 0 | 0 | 0 | 0 | 0 | 0 | 0 | 0 | 0 | 0 | 0 | 0 | 0 | 0 | 0 | 0 | 0 | 0 | 0 | 0 | 0 | 0 | 0 | 0 | 0 | 0 | 0 | 0 | 5180000 | 0 | 0 | 0 | 0 | 0 | 0 | 0 | 0 | 0 | 0 | 0 | 297582539 | 0 | 0 | 0 | 297582539 | 0 | 0 | 0 | 0 | 0 | 0 | 0 | 0 | 0 | 0 | 0 | 0 | 0 | 0 | 0 | 0 | 0 | 0 | 0 | 0 | 0 | 0 | 0 | 0 | 0 | 0 | 0 | 0 | 0 | 0 | 0 | 0 | 0 | 0 | 0 | 0 | 0 | 0 | 0 | 0 | 0 | 0 | 0 | 0 | 0 | 0 | 0 | 0 | 0 | 0 | 0 | 0 | 0 | 0 | 0 | 0
20 | 28 |  | 28 |  |  | Simulator | 0 | 0 | 0 | 0 | 0 | 0 | 0 | 0 | 0 | 0 | 0 | 0 | 0 | 0 | 0 | 0 | 0 | 0 | 0 | 0 | 0 | 0 | 0 | 0 | 0 | 0 | 0 | 0 | 0 | 0 | 0 | 0 | 0 | 0 | 0 | 0 | 0 | 0 | 0 | 0 | 0 | 0 | 0 | 0 | 0 | 0 | 0 | 0 | 0 | 0 | 0 | 0 | 0 | 0 | 0 | 0 | 0 | 0 | 0 | 0 | 0 | 0 | 0 | 0 | 0 | 0 | 0 | 0 | 0 | 0 | 0 | 0 | 0 | 0 | 0 | 0 | 0 | 0 | 0 | 0 | 0 | 0 | 0 | 0 | 0 | 0 | 0 | 0 | 0 | 0 | 0 | 0 | 0 | 0 | 0 | 0 | 0 | 0 | 0 | 0 | 0 | 0 | 0 | 78200 | 0 | 0 | 0 | 78200 | 0 | 0 | 0 | 78200 | 0 | 0 | 0 | 156400 | 0 | 0 | 0 | 156400 | 0 | 0 | 0 | 234600 | 0 | 0 | 0 | 19019567 | 0 | 0 | 0 | 0 | 0 | 0 | 0 | 0 | 0 | 0 | 0 | 0 | 0 | 0 | 0 | 0 | 0 | 0 | 0 | 0 | 0 | 0 | 0 | 0 | 0 | 0 | 0 | 0 | 0 | 0 | 0 | 0 | 0 | 0 | 0 | 0 | 0 | 0 | 0 | 0 | 0 | 0 | 0 | 0 | 0 | 0 | 0 | 0 | 0 | 0 | 0 | 0 | 0 | 0 | 0 | 0 | 0 | 0 | 0 | 0 | 0 | 0 | 0 | 0 | 0 | 0 | 0 | 0 | 0 | 0 | 0 | 0
20 | 29 |  | 29 |  |  | Contingency on Direct Costs | 0 | 0 | 0 | 133850000 | 0 | 0 | 0 | 427680000 | 0 | 0 | 0 | 216420000 | 0 | 0 | 0 | 715350000 | 0 | 0 | 0 | 95010000 | 0 | 0 | 0 | 302660000 | 0 | 0 | 0 | 159910000 | 0 | 0 | 0 | 529370000 | 0 | 0 | 0 | 0 | 0 | 0 | 0 | 0 | 0 | 0 | 0 | 0 | 0 | 0 | 0 | 0 | 0 | 0 | 0 | 0 | 0 | 0 | 0 | 0 | 0 | 0 | 0 | 0 | 0 | 0 | 0 | 0 | 0 | 0 | 0 | 0 | 0 | 0 | 0 | 0 | 0 | 0 | 0 | 0 | 0 | 0 | 0 | 0 | 0 | 0 | 0 | 0 | 0 | 0 | 0 | 0 | 0 | 0 | 0 | 0 | 0 | 0 | 0 | 0 | 0 | 0 | 0 | 0 | 0 | 0 | 0 | 87086240.4328 | 0 | 0 | 0 | 133718209.5589 | 0 | 0 | 0 | 229052116.2416 | 0 | 0 | 0 | 413422477.7569 | 0 | 0 | 0 | 759113805.6479 | 0 | 0 | 0 | 926313742.667 | 0 | 0 | 0 | 0 | 0 | 0 | 0 | 0 | 0 | 0 | 0 | 0 | 0 | 0 | 0 | 0 | 0 | 0 | 0 | 0 | 0 | 0 | 0 | 0 | 0 | 0 | 0 | 0 | 0 | 0 | 0 | 0 | 0 | 0 | 0 | 0 | 0 | 0 | 0 | 0 | 0 | 0 | 0 | 0 | 0 | 0 | 0 | 0 | 0 | 0 | 0 | 0 | 0 | 0 | 0 | 0 | 0 | 0 | 0 | 0 | 0 | 0 | 0 | 0 | 0 | 0 | 0 | 0 | 0 | 0 | 0 | 0 | 0 | 0 | 0 | 0
30 | 30 | 30 |  |  |  | Capitalized Indirect Services Cost | 0 | 0 | 0 | 327860000 | 0 | 0 | 0 | 1003670000 | 0 | 0 | 0 | 517750000 | 0 | 0 | 0 | 1665310000 | 0 | 0 | 0 | 238530000 | 0 | 0 | 0 | 716120000 | 0 | 0 | 0 | 387790000 | 0 | 0 | 0 | 1237560000 | 0 | 0 | 0 | 0 | 0 | 0 | 0 | 0 | 0 | 0 | 0 | 0 | 0 | 0 | 0 | 0 | 0 | 0 | 0 | 0 | 0 | 0 | 0 | 0 | 884573642 | 192293000 | 127513000 | 1218008000 | 314893000 | 99765000 | 74763000 | 482209000 | 101769000 | 48637000 | 35127000 | 190143000 | 154514000 | 79889000 | 63287000 | 298350000 | 114827000 | 43215000 | 37014000 | 195056000 | 0 | 0 | 0 | 353300000 | 0 | 0 | 0 | 425000000 | 0 | 0 | 0 | 563000000 | 0 | 0 | 0 | 0 | 0 | 0 | 0 | 0 | 0 | 0 | 0 | 0 | 0 | 0 | 0 | 331459659.4532 | 0 | 0 | 0 | 495185973.2801 | 0 | 0 | 0 | 833130884.5574 | 0 | 0 | 0 | 1494664767.758 | 0 | 0 | 0 | 2785839112.9435 | 0 | 0 | 0 | 3437093283.0627 | 0 | 0 | 0 | 710537810 | 0 | 0 | 0 | 663710610 | 0 | 0 | 0 | 475800000 | 0 | 0 | 0 | 1322536800 | 0 | 0 | 0 | 1322536800 | 0 | 0 | 0 | 218713000 | 0 | 0 | 0 | 170901000 | 0 | 0 | 0 | 154227000 | 0 | 0 | 0 | 271292000 | 52719324 | 229033704 | 100510902 | 384887910 | 30098323 | 127250320 | 92758267 | 246447438 | 17117918 | 124239157 | 91845553 | 227694878 | 52719324 | 223517870 | 47352470 | 403832898 | 30098323 | 136047617 | 95225351 | 263265068 | 18267117 | 133193831 | 94360339 | 245323047 | 52719324 | 267189058 | 45452654 | 422596270 | 30098323 | 154095289 | 37614718 | 268539970 | 18267117 | 149738924 | 36597566 | 245233418 | 0 | 0 | 0 | 162000000
30 | 31 |  | 31 |  |  | Factory & Field Indirect Costs | 0 | 0 | 0 | 307860000 | 0 | 0 | 0 | 983670000 | 0 | 0 | 0 | 497750000 | 0 | 0 | 0 | 1645310000 | 0 | 0 | 0 | 218530000 | 0 | 0 | 0 | 696120000 | 0 | 0 | 0 | 367790000 | 0 | 0 | 0 | 1217560000 | 0 | 0 | 0 | 0 | 0 | 0 | 0 | 0 | 0 | 0 | 0 | 0 | 0 | 0 | 0 | 0 | 0 | 0 | 0 | 0 | 0 | 0 | 0 | 0 | 0 | 172340000 | 127513000 | 299853000 | 0 | 90764000 | 74763000 | 165527000 | 0 | 43290000 | 35127000 | 83027000 | 0 | 71731000 | 63287000 | 135678000 | 0 | 34025000 | 33594000 | 67619000 | 0 | 0 | 0 | 162923000 | 0 | 0 | 0 | 40000000 | 0 | 0 | 0 | 85000000 | 0 | 0 | 0 | 0 | 0 | 0 | 0 | 0 | 0 | 0 | 0 | 0 | 0 | 0 | 0 | 131256381.5802 | 0 | 0 | 0 | 201540085.4471 | 0 | 0 | 0 | 345227349.5994 | 0 | 0 | 0 | 623110358.4753 | 0 | 0 | 0 | 1144136327.8724 | 0 | 0 | 0 | 1396140072.9477 | 0 | 0 | 0 | 17928500 | 0 | 0 | 0 | 224894794 | 0 | 0 | 0 | 0 | 0 | 0 | 0 | 573681600 | 0 | 0 | 0 | 573681600 | 0 | 0 | 0 | 49494000 | 0 | 0 | 0 | 45853000 | 0 | 0 | 0 | 44004000 | 0 | 0 | 0 | 86698000 | 0 | 72633526 | 69168654 | 90751148 | 0 | 56685854 | 62333937 | 74575652 | 0 | 55027068 | 61623029 | 72893169 | 0 | 77313835 | 3970000 | 95498318 | 0 | 61311938 | 64316545 | 79267823 | 0 | 59739847 | 63642792 | 77673273 | 0 | 86149484 | 36921208 | 87380191 | 0 | 70081589 | 30034966 | 71082754 | 0 | 68232993 | 29242711 | 69207750 | 0 | 0 | 0 | 75000000
30 | 311 |  |  | 311 |  | Construction Tools and Equipment | 0 | 0 | 0 | 0 | 0 | 0 | 0 | 0 | 0 | 0 | 0 | 0 | 0 | 0 | 0 | 0 | 0 | 0 | 0 | 0 | 0 | 0 | 0 | 0 | 0 | 0 | 0 | 0 | 0 | 0 | 0 | 0 | 0 | 0 | 0 | 0 | 0 | 0 | 0 | 0 | 0 | 0 | 0 | 0 | 0 | 0 | 0 | 0 | 0 | 0 | 0 | 0 | 0 | 0 | 0 | 0 | 0 | 0 | 0 | 0 | 0 | 0 | 0 | 0 | 0 | 0 | 0 | 0 | 0 | 0 | 0 | 0 | 0 | 0 | 0 | 0 | 0 | 0 | 0 | 0 | 0 | 0 | 0 | 0 | 0 | 0 | 0 | 0 | 0 | 0 | 0 | 0 | 0 | 0 | 0 | 0 | 0 | 0 | 0 | 0 | 0 | 0 | 0 | 0 | 0 | 0 | 0 | 0 | 0 | 0 | 0 | 0 | 0 | 0 | 0 | 0 | 0 | 0 | 0 | 0 | 0 | 0 | 0 | 0 | 0 | 0 | 0 | 0 | 0 | 0 | 0 | 0 | 0 | 0 | 0 | 0 | 0 | 0 | 0 | 0 | 0 | 0 | 0 | 0 | 0 | 0 | 0 | 0 | 0 | 0 | 0 | 0 | 0 | 0 | 0 | 0 | 0 | 0 | 0 | 0 | 0 | 0 | 0 | 0 | 0 | 0 | 0 | 0 | 0 | 0 | 0 | 0 | 0 | 0 | 0 | 0 | 0 | 0 | 0 | 0 | 0 | 0 | 0 | 0 | 0 | 0 | 0 | 0 | 0 | 0 | 0 | 0 | 0 | 0 | 0 | 0 | 0 | 0 | 0 | 0
30 | 312 |  |  | 312 |  | Construction Vehicles | 0 | 0 | 0 | 0 | 0 | 0 | 0 | 0 | 0 | 0 | 0 | 0 | 0 | 0 | 0 | 0 | 0 | 0 | 0 | 0 | 0 | 0 | 0 | 0 | 0 | 0 | 0 | 0 | 0 | 0 | 0 | 0 | 0 | 0 | 0 | 0 | 0 | 0 | 0 | 0 | 0 | 0 | 0 | 0 | 0 | 0 | 0 | 0 | 0 | 0 | 0 | 0 | 0 | 0 | 0 | 0 | 0 | 0 | 0 | 0 | 0 | 0 | 0 | 0 | 0 | 0 | 0 | 0 | 0 | 0 | 0 | 0 | 0 | 0 | 0 | 0 | 0 | 0 | 0 | 0 | 0 | 0 | 0 | 0 | 0 | 0 | 0 | 0 | 0 | 0 | 0 | 0 | 0 | 0 | 0 | 0 | 0 | 0 | 0 | 0 | 0 | 0 | 0 | 0 | 0 | 0 | 0 | 0 | 0 | 0 | 0 | 0 | 0 | 0 | 0 | 0 | 0 | 0 | 0 | 0 | 0 | 0 | 0 | 0 | 0 | 0 | 0 | 0 | 0 | 0 | 0 | 0 | 0 | 0 | 0 | 0 | 0 | 0 | 0 | 0 | 0 | 0 | 0 | 0 | 0 | 0 | 0 | 0 | 0 | 0 | 0 | 0 | 0 | 0 | 0 | 0 | 0 | 0 | 0 | 0 | 0 | 0 | 0 | 0 | 0 | 0 | 0 | 0 | 0 | 0 | 0 | 0 | 0 | 0 | 0 | 0 | 0 | 0 | 0 | 0 | 0 | 0 | 0 | 0 | 0 | 0 | 0 | 0 | 0 | 0 | 0 | 0 | 0 | 0 | 0 | 0 | 0 | 0 | 0 | 0
30 | 313 |  |  | 313 |  | Construction Supplies, Consumables, and Utilities | 0 | 0 | 0 | 0 | 0 | 0 | 0 | 0 | 0 | 0 | 0 | 0 | 0 | 0 | 0 | 0 | 0 | 0 | 0 | 0 | 0 | 0 | 0 | 0 | 0 | 0 | 0 | 0 | 0 | 0 | 0 | 0 | 0 | 0 | 0 | 0 | 0 | 0 | 0 | 0 | 0 | 0 | 0 | 0 | 0 | 0 | 0 | 0 | 0 | 0 | 0 | 0 | 0 | 0 | 0 | 0 | 0 | 0 | 0 | 0 | 0 | 0 | 0 | 0 | 0 | 0 | 0 | 0 | 0 | 0 | 0 | 0 | 0 | 0 | 0 | 0 | 0 | 0 | 0 | 0 | 0 | 0 | 0 | 0 | 0 | 0 | 0 | 0 | 0 | 0 | 0 | 0 | 0 | 0 | 0 | 0 | 0 | 0 | 0 | 0 | 0 | 0 | 0 | 0 | 0 | 0 | 0 | 0 | 0 | 0 | 0 | 0 | 0 | 0 | 0 | 0 | 0 | 0 | 0 | 0 | 0 | 0 | 0 | 0 | 0 | 0 | 0 | 0 | 0 | 0 | 0 | 0 | 0 | 0 | 0 | 0 | 0 | 0 | 0 | 0 | 0 | 0 | 0 | 0 | 0 | 0 | 0 | 0 | 0 | 0 | 0 | 0 | 0 | 0 | 0 | 0 | 0 | 0 | 0 | 0 | 0 | 0 | 0 | 0 | 0 | 0 | 0 | 0 | 0 | 0 | 0 | 0 | 0 | 0 | 0 | 0 | 0 | 0 | 0 | 0 | 0 | 0 | 0 | 0 | 0 | 0 | 0 | 0 | 0 | 0 | 0 | 0 | 0 | 0 | 0 | 0 | 0 | 0 | 0 | 0
30 | 314 |  |  | 314 |  | Temporary Roads and Railroads | 0 | 0 | 0 | 0 | 0 | 0 | 0 | 0 | 0 | 0 | 0 | 0 | 0 | 0 | 0 | 0 | 0 | 0 | 0 | 0 | 0 | 0 | 0 | 0 | 0 | 0 | 0 | 0 | 0 | 0 | 0 | 0 | 0 | 0 | 0 | 0 | 0 | 0 | 0 | 0 | 0 | 0 | 0 | 0 | 0 | 0 | 0 | 0 | 0 | 0 | 0 | 0 | 0 | 0 | 0 | 0 | 0 | 0 | 0 | 0 | 0 | 0 | 0 | 0 | 0 | 0 | 0 | 0 | 0 | 0 | 0 | 0 | 0 | 0 | 0 | 0 | 0 | 0 | 0 | 0 | 0 | 0 | 0 | 0 | 0 | 0 | 0 | 0 | 0 | 0 | 0 | 0 | 0 | 0 | 0 | 0 | 0 | 0 | 0 | 0 | 0 | 0 | 0 | 0 | 0 | 0 | 0 | 0 | 0 | 0 | 0 | 0 | 0 | 0 | 0 | 0 | 0 | 0 | 0 | 0 | 0 | 0 | 0 | 0 | 0 | 0 | 0 | 0 | 0 | 0 | 0 | 0 | 0 | 0 | 0 | 0 | 0 | 0 | 0 | 0 | 0 | 0 | 0 | 0 | 0 | 0 | 0 | 0 | 0 | 0 | 0 | 0 | 0 | 0 | 0 | 0 | 0 | 0 | 0 | 0 | 0 | 0 | 0 | 0 | 0 | 0 | 0 | 0 | 0 | 0 | 0 | 0 | 0 | 0 | 0 | 0 | 0 | 0 | 0 | 0 | 0 | 0 | 0 | 0 | 0 | 0 | 0 | 0 | 0 | 0 | 0 | 0 | 0 | 0 | 0 | 0 | 0 | 0 | 0 | 0
30 | 315 |  |  | 315 |  | Module Receiving and Assembly Building(s) | 0 | 0 | 0 | 0 | 0 | 0 | 0 | 0 | 0 | 0 | 0 | 0 | 0 | 0 | 0 | 0 | 0 | 0 | 0 | 0 | 0 | 0 | 0 | 0 | 0 | 0 | 0 | 0 | 0 | 0 | 0 | 0 | 0 | 0 | 0 | 0 | 0 | 0 | 0 | 0 | 0 | 0 | 0 | 0 | 0 | 0 | 0 | 0 | 0 | 0 | 0 | 0 | 0 | 0 | 0 | 0 | 0 | 0 | 0 | 0 | 0 | 0 | 0 | 0 | 0 | 0 | 0 | 0 | 0 | 0 | 0 | 0 | 0 | 0 | 0 | 0 | 0 | 0 | 0 | 0 | 0 | 0 | 0 | 0 | 0 | 0 | 0 | 0 | 0 | 0 | 0 | 0 | 0 | 0 | 0 | 0 | 0 | 0 | 0 | 0 | 0 | 0 | 0 | 0 | 0 | 0 | 0 | 0 | 0 | 0 | 0 | 0 | 0 | 0 | 0 | 0 | 0 | 0 | 0 | 0 | 0 | 0 | 0 | 0 | 0 | 0 | 0 | 0 | 0 | 0 | 0 | 0 | 0 | 0 | 0 | 0 | 0 | 0 | 0 | 0 | 0 | 0 | 0 | 0 | 0 | 0 | 0 | 0 | 0 | 0 | 0 | 0 | 0 | 0 | 0 | 0 | 0 | 0 | 0 | 0 | 0 | 0 | 0 | 0 | 0 | 0 | 0 | 0 | 0 | 0 | 0 | 0 | 0 | 0 | 0 | 0 | 0 | 0 | 0 | 0 | 0 | 0 | 0 | 0 | 0 | 0 | 0 | 0 | 0 | 0 | 0 | 0 | 0 | 0 | 0 | 0 | 0 | 0 | 0 | 0
30 | 316 |  |  | 316 |  | Laydown Areas | 0 | 0 | 0 | 0 | 0 | 0 | 0 | 0 | 0 | 0 | 0 | 0 | 0 | 0 | 0 | 0 | 0 | 0 | 0 | 0 | 0 | 0 | 0 | 0 | 0 | 0 | 0 | 0 | 0 | 0 | 0 | 0 | 0 | 0 | 0 | 0 | 0 | 0 | 0 | 0 | 0 | 0 | 0 | 0 | 0 | 0 | 0 | 0 | 0 | 0 | 0 | 0 | 0 | 0 | 0 | 0 | 0 | 0 | 0 | 0 | 0 | 0 | 0 | 0 | 0 | 0 | 0 | 0 | 0 | 0 | 0 | 0 | 0 | 0 | 0 | 0 | 0 | 0 | 0 | 0 | 0 | 0 | 0 | 0 | 0 | 0 | 0 | 0 | 0 | 0 | 0 | 0 | 0 | 0 | 0 | 0 | 0 | 0 | 0 | 0 | 0 | 0 | 0 | 0 | 0 | 0 | 0 | 0 | 0 | 0 | 0 | 0 | 0 | 0 | 0 | 0 | 0 | 0 | 0 | 0 | 0 | 0 | 0 | 0 | 0 | 0 | 0 | 0 | 0 | 0 | 0 | 0 | 0 | 0 | 0 | 0 | 0 | 0 | 0 | 0 | 0 | 0 | 0 | 0 | 0 | 0 | 0 | 0 | 0 | 0 | 0 | 0 | 0 | 0 | 0 | 0 | 0 | 0 | 0 | 0 | 0 | 0 | 0 | 0 | 0 | 0 | 0 | 0 | 0 | 0 | 0 | 0 | 0 | 0 | 0 | 0 | 0 | 0 | 0 | 0 | 0 | 0 | 0 | 0 | 0 | 0 | 0 | 0 | 0 | 0 | 0 | 0 | 0 | 0 | 0 | 0 | 0 | 0 | 0 | 0
30 | 317 |  |  | 317 |  | Field Shops | 0 | 0 | 0 | 0 | 0 | 0 | 0 | 0 | 0 | 0 | 0 | 0 | 0 | 0 | 0 | 0 | 0 | 0 | 0 | 0 | 0 | 0 | 0 | 0 | 0 | 0 | 0 | 0 | 0 | 0 | 0 | 0 | 0 | 0 | 0 | 0 | 0 | 0 | 0 | 0 | 0 | 0 | 0 | 0 | 0 | 0 | 0 | 0 | 0 | 0 | 0 | 0 | 0 | 0 | 0 | 0 | 0 | 0 | 0 | 0 | 0 | 0 | 0 | 0 | 0 | 0 | 0 | 0 | 0 | 0 | 0 | 0 | 0 | 0 | 0 | 0 | 0 | 0 | 0 | 0 | 0 | 0 | 0 | 0 | 0 | 0 | 0 | 0 | 0 | 0 | 0 | 0 | 0 | 0 | 0 | 0 | 0 | 0 | 0 | 0 | 0 | 0 | 0 | 0 | 0 | 0 | 0 | 0 | 0 | 0 | 0 | 0 | 0 | 0 | 0 | 0 | 0 | 0 | 0 | 0 | 0 | 0 | 0 | 0 | 0 | 0 | 0 | 0 | 0 | 0 | 0 | 0 | 0 | 0 | 0 | 0 | 0 | 0 | 0 | 0 | 0 | 0 | 0 | 0 | 0 | 0 | 0 | 0 | 0 | 0 | 0 | 0 | 0 | 0 | 0 | 0 | 0 | 0 | 0 | 0 | 0 | 0 | 0 | 0 | 0 | 0 | 0 | 0 | 0 | 0 | 0 | 0 | 0 | 0 | 0 | 0 | 0 | 0 | 0 | 0 | 0 | 0 | 0 | 0 | 0 | 0 | 0 | 0 | 0 | 0 | 0 | 0 | 0 | 0 | 0 | 0 | 0 | 0 | 0 | 0
30 | 318 |  |  | 318 |  | Other Construction Support Structures | 0 | 0 | 0 | 0 | 0 | 0 | 0 | 0 | 0 | 0 | 0 | 0 | 0 | 0 | 0 | 0 | 0 | 0 | 0 | 0 | 0 | 0 | 0 | 0 | 0 | 0 | 0 | 0 | 0 | 0 | 0 | 0 | 0 | 0 | 0 | 0 | 0 | 0 | 0 | 0 | 0 | 0 | 0 | 0 | 0 | 0 | 0 | 0 | 0 | 0 | 0 | 0 | 0 | 0 | 0 | 0 | 0 | 161168000 | 34359000 | 195527000 | 0 | 82321000 | 19660000 | 101981000 | 0 | 38230000 | 9387000 | 47617000 | 0 | 63948000 | 15548000 | 79496000 | 0 | 29360000 | 7389000 | 36749000 | 0 | 0 | 0 | 162923000 | 0 | 0 | 0 | 40000000 | 0 | 0 | 0 | 85000000 | 0 | 0 | 0 | 0 | 0 | 0 | 0 | 0 | 0 | 0 | 0 | 0 | 0 | 0 | 0 | 0 | 0 | 0 | 0 | 0 | 0 | 0 | 0 | 0 | 0 | 0 | 0 | 0 | 0 | 0 | 0 | 0 | 0 | 0 | 0 | 0 | 0 | 0 | 0 | 0 | 0 | 0 | 0 | 0 | 0 | 0 | 0 | 0 | 0 | 0 | 0 | 0 | 0 | 0 | 0 | 0 | 0 | 0 | 0 | 25404000 | 0 | 0 | 0 | 23416000 | 0 | 0 | 0 | 22539000 | 0 | 0 | 0 | 44408000 | 0 | 72633526 | 69168654 | 56148225 | 0 | 56685854 | 62333937 | 45440502 | 0 | 55027068 | 61623029 | 44326746 | 0 | 77313835 | 3970000 | 59290718 | 0 | 61311938 | 64316545 | 48546587 | 0 | 59739847 | 63642792 | 47491040 | 0 | 86149484 | 36921208 | 57843225 | 0 | 70081589 | 30034966 | 47054781 | 0 | 68232993 | 29242711 | 45813581 | 0 | 0 | 0 | 75000000
30 | 319 |  |  | 319 |  | Construction Insurance | 0 | 0 | 0 | 0 | 0 | 0 | 0 | 0 | 0 | 0 | 0 | 0 | 0 | 0 | 0 | 0 | 0 | 0 | 0 | 0 | 0 | 0 | 0 | 0 | 0 | 0 | 0 | 0 | 0 | 0 | 0 | 0 | 0 | 0 | 0 | 0 | 0 | 0 | 0 | 0 | 0 | 0 | 0 | 0 | 0 | 0 | 0 | 0 | 0 | 0 | 0 | 0 | 0 | 0 | 0 | 0 | 0 | 0 | 0 | 0 | 0 | 0 | 0 | 0 | 0 | 0 | 0 | 0 | 0 | 0 | 0 | 0 | 0 | 0 | 0 | 0 | 0 | 0 | 0 | 0 | 0 | 0 | 0 | 0 | 0 | 0 | 0 | 0 | 0 | 0 | 0 | 0 | 0 | 0 | 0 | 0 | 0 | 0 | 0 | 0 | 0 | 0 | 0 | 0 | 0 | 0 | 0 | 0 | 0 | 0 | 0 | 0 | 0 | 0 | 0 | 0 | 0 | 0 | 0 | 0 | 0 | 0 | 0 | 0 | 0 | 0 | 0 | 0 | 0 | 0 | 0 | 0 | 0 | 0 | 0 | 0 | 0 | 0 | 0 | 0 | 0 | 0 | 0 | 0 | 0 | 0 | 0 | 0 | 0 | 0 | 0 | 0 | 0 | 0 | 0 | 0 | 0 | 0 | 0 | 0 | 0 | 0 | 0 | 0 | 0 | 0 | 0 | 0 | 0 | 0 | 0 | 0 | 0 | 0 | 0 | 0 | 0 | 0 | 0 | 0 | 0 | 0 | 0 | 0 | 0 | 0 | 0 | 0 | 0 | 0 | 0 | 0 | 0 | 0 | 0 | 0 | 0 | 0 | 0 | 0
30 | 32 |  | 32 |  |  | Factory & Construction Supervision | 0 | 0 | 0 | 0 | 0 | 0 | 0 | 0 | 0 | 0 | 0 | 0 | 0 | 0 | 0 | 0 | 0 | 0 | 0 | 0 | 0 | 0 | 0 | 0 | 0 | 0 | 0 | 0 | 0 | 0 | 0 | 0 | 0 | 0 | 0 | 0 | 0 | 0 | 0 | 0 | 0 | 0 | 0 | 0 | 0 | 0 | 0 | 0 | 0 | 0 | 0 | 0 | 0 | 0 | 0 | 0 | 362703000 | 11871000 | 0 | 374574000 | 72919000 | 6784000 | 0 | 79703000 | 31950000 | 4201000 | 0 | 36151000 | 49925000 | 6396000 | 0 | 56321000 | 53118000 | 8642000 | 3420000 | 65180000 | 0 | 0 | 0 | 56179000 | 0 | 0 | 0 | 17000000 | 0 | 0 | 0 | 33000000 | 0 | 0 | 0 | 0 | 0 | 0 | 0 | 0 | 0 | 0 | 0 | 0 | 0 | 0 | 0 | 0 | 0 | 0 | 0 | 0 | 0 | 0 | 0 | 0 | 0 | 0 | 0 | 0 | 0 | 0 | 0 | 0 | 0 | 0 | 0 | 0 | 0 | 0 | 0 | 132532500 | 0 | 0 | 0 | 246930385 | 0 | 0 | 0 | 0 | 0 | 0 | 0 | 191287200 | 0 | 0 | 0 | 191287200 | 0 | 0 | 0 | 0 | 0 | 0 | 0 | 0 | 0 | 0 | 0 | 0 | 0 | 0 | 0 | 0 | 0 | 36473049 | 27372248 | 0 | 0 | 31653985 | 26454330 | 0 | 0 | 30594502 | 26252524 | 0 | 0 | 39151718 | 27882470 | 0 | 0 | 34197480 | 26938806 | 0 | 0 | 33193371 | 26747547 | 0 | 0 | 44790092 | 8531446 | 0 | 0 | 39794345 | 7579752 | 0 | 0 | 38612985 | 7354855 | 0 | 0 | 0 | 0 | 34000000
30 | 33 |  | 33 |  |  | Startup Costs | 0 | 0 | 0 | 0 | 0 | 0 | 0 | 0 | 0 | 0 | 0 | 0 | 0 | 0 | 0 | 0 | 0 | 0 | 0 | 0 | 0 | 0 | 0 | 0 | 0 | 0 | 0 | 0 | 0 | 0 | 0 | 0 | 0 | 0 | 0 | 0 | 0 | 0 | 0 | 0 | 0 | 0 | 0 | 0 | 0 | 0 | 0 | 0 | 0 | 0 | 0 | 0 | 0 | 0 | 0 | 0 | 17701000 | 0 | 0 | 17701000 | 11267000 | 0 | 0 | 11267000 | 4937000 | 0 | 0 | 4937000 | 7714000 | 0 | 0 | 7714000 | 3667000 | 0 | 0 | 3667000 | 0 | 0 | 0 | 0 | 0 | 0 | 0 | 0 | 0 | 0 | 0 | 0 | 0 | 0 | 0 | 0 | 0 | 0 | 0 | 0 | 0 | 0 | 0 | 0 | 0 | 0 | 0 | 13960144.3156 | 0 | 0 | 0 | 19168403.2535 | 0 | 0 | 0 | 27108215.8501 | 0 | 0 | 0 | 38336806.507 | 0 | 0 | 0 | 54216431.7002 | 0 | 0 | 0 | 60615813.3896 | 0 | 0 | 0 | 5787500 | 0 | 0 | 0 | 0 | 0 | 0 | 0 | 0 | 0 | 0 | 0 | 27040800 | 0 | 0 | 0 | 27040800 | 0 | 0 | 0 | 3932000 | 0 | 0 | 0 | 3752000 | 0 | 0 | 0 | 3613000 | 0 | 0 | 0 | 7302000 | 0 | 0 | 0 | 11514277 | 0 | 0 | 0 | 10022662 | 0 | 0 | 0 | 9694727 | 0 | 0 | 0 | 12343389 | 0 | 0 | 0 | 10809934 | 0 | 0 | 0 | 10489139 | 0 | 0 | 0 | 13863600 | 0 | 0 | 0 | 12317098 | 0 | 0 | 0 | 11961638 | 0 | 0 | 0 | 0
30 | 331 |  |  | 331 |  | Commissioning and Trial Test Runs | 0 | 0 | 0 | 0 | 0 | 0 | 0 | 0 | 0 | 0 | 0 | 0 | 0 | 0 | 0 | 0 | 0 | 0 | 0 | 0 | 0 | 0 | 0 | 0 | 0 | 0 | 0 | 0 | 0 | 0 | 0 | 0 | 0 | 0 | 0 | 0 | 0 | 0 | 0 | 0 | 0 | 0 | 0 | 0 | 0 | 0 | 0 | 0 | 0 | 0 | 0 | 0 | 0 | 0 | 0 | 0 | 0 | 0 | 0 | 0 | 0 | 0 | 0 | 0 | 0 | 0 | 0 | 0 | 0 | 0 | 0 | 0 | 0 | 0 | 0 | 0 | 0 | 0 | 0 | 0 | 0 | 0 | 0 | 0 | 0 | 0 | 0 | 0 | 0 | 0 | 0 | 0 | 0 | 0 | 0 | 0 | 0 | 0 | 0 | 0 | 0 | 0 | 0 | 0 | 0 | 0 | 0 | 0 | 0 | 0 | 0 | 0 | 0 | 0 | 0 | 0 | 0 | 0 | 0 | 0 | 0 | 0 | 0 | 0 | 0 | 0 | 0 | 0 | 0 | 0 | 0 | 0 | 0 | 0 | 0 | 0 | 0 | 0 | 0 | 0 | 0 | 0 | 0 | 0 | 0 | 0 | 0 | 0 | 0 | 0 | 0 | 0 | 0 | 0 | 0 | 0 | 0 | 0 | 0 | 0 | 0 | 0 | 0 | 0 | 0 | 0 | 0 | 0 | 0 | 0 | 0 | 0 | 0 | 0 | 0 | 0 | 0 | 0 | 0 | 0 | 0 | 0 | 0 | 0 | 0 | 0 | 0 | 0 | 0 | 0 | 0 | 0 | 0 | 0 | 0 | 0 | 0 | 0 | 0 | 0
30 | 332 |  |  | 332 |  | Demonstration Test Run | 0 | 0 | 0 | 0 | 0 | 0 | 0 | 0 | 0 | 0 | 0 | 0 | 0 | 0 | 0 | 0 | 0 | 0 | 0 | 0 | 0 | 0 | 0 | 0 | 0 | 0 | 0 | 0 | 0 | 0 | 0 | 0 | 0 | 0 | 0 | 0 | 0 | 0 | 0 | 0 | 0 | 0 | 0 | 0 | 0 | 0 | 0 | 0 | 0 | 0 | 0 | 0 | 0 | 0 | 0 | 0 | 0 | 0 | 0 | 0 | 0 | 0 | 0 | 0 | 0 | 0 | 0 | 0 | 0 | 0 | 0 | 0 | 0 | 0 | 0 | 0 | 0 | 0 | 0 | 0 | 0 | 0 | 0 | 0 | 0 | 0 | 0 | 0 | 0 | 0 | 0 | 0 | 0 | 0 | 0 | 0 | 0 | 0 | 0 | 0 | 0 | 0 | 0 | 0 | 0 | 0 | 0 | 0 | 0 | 0 | 0 | 0 | 0 | 0 | 0 | 0 | 0 | 0 | 0 | 0 | 0 | 0 | 0 | 0 | 0 | 0 | 0 | 0 | 0 | 0 | 0 | 0 | 0 | 0 | 0 | 0 | 0 | 0 | 0 | 0 | 0 | 0 | 0 | 0 | 0 | 0 | 0 | 0 | 0 | 0 | 0 | 0 | 0 | 0 | 0 | 0 | 0 | 0 | 0 | 0 | 0 | 0 | 0 | 0 | 0 | 0 | 0 | 0 | 0 | 0 | 0 | 0 | 0 | 0 | 0 | 0 | 0 | 0 | 0 | 0 | 0 | 0 | 0 | 0 | 0 | 0 | 0 | 0 | 0 | 0 | 0 | 0 | 0 | 0 | 0 | 0 | 0 | 0 | 0 | 0
30 | 34 |  | 34 |  |  | Shipping and Transportation Costs | 0 | 0 | 0 | 0 | 0 | 0 | 0 | 0 | 0 | 0 | 0 | 0 | 0 | 0 | 0 | 0 | 0 | 0 | 0 | 0 | 0 | 0 | 0 | 0 | 0 | 0 | 0 | 0 | 0 | 0 | 0 | 0 | 0 | 0 | 0 | 0 | 0 | 0 | 0 | 0 | 0 | 0 | 0 | 0 | 0 | 0 | 0 | 0 | 0 | 0 | 0 | 0 | 0 | 0 | 0 | 0 | 0 | 0 | 0 | 0 | 0 | 0 | 0 | 0 | 0 | 0 | 0 | 0 | 0 | 0 | 0 | 0 | 0 | 0 | 0 | 0 | 0 | 0 | 0 | 0 | 0 | 0 | 0 | 0 | 0 | 0 | 0 | 0 | 0 | 0 | 0 | 0 | 0 | 0 | 0 | 0 | 0 | 0 | 0 | 0 | 0 | 0 | 0 | 1614000.8681 | 0 | 0 | 0 | 1614000.8681 | 0 | 0 | 0 | 8968615.3184 | 0 | 0 | 0 | 35874461.2738 | 0 | 0 | 0 | 143497845.0951 | 0 | 0 | 0 | 224215382.9611 | 0 | 0 | 0 | 0 | 0 | 0 | 0 | 0 | 0 | 0 | 0 | 0 | 0 | 0 | 0 | 0 | 0 | 0 | 0 | 0 | 0 | 0 | 0 | 0 | 0 | 0 | 0 | 0 | 0 | 0 | 0 | 0 | 0 | 0 | 0 | 0 | 0 | 0 | 0 | 0 | 0 | 0 | 0 | 0 | 0 | 0 | 0 | 0 | 0 | 0 | 0 | 0 | 0 | 0 | 0 | 0 | 0 | 0 | 0 | 0 | 0 | 0 | 0 | 0 | 0 | 0 | 0 | 0 | 0 | 0 | 0 | 0 | 0 | 0 | 0 | 0
30 | 341 |  |  | 341 |  | Fuel Shipping and Transportation | 0 | 0 | 0 | 0 | 0 | 0 | 0 | 0 | 0 | 0 | 0 | 0 | 0 | 0 | 0 | 0 | 0 | 0 | 0 | 0 | 0 | 0 | 0 | 0 | 0 | 0 | 0 | 0 | 0 | 0 | 0 | 0 | 0 | 0 | 0 | 0 | 0 | 0 | 0 | 0 | 0 | 0 | 0 | 0 | 0 | 0 | 0 | 0 | 0 | 0 | 0 | 0 | 0 | 0 | 0 | 0 | 0 | 0 | 0 | 0 | 0 | 0 | 0 | 0 | 0 | 0 | 0 | 0 | 0 | 0 | 0 | 0 | 0 | 0 | 0 | 0 | 0 | 0 | 0 | 0 | 0 | 0 | 0 | 0 | 0 | 0 | 0 | 0 | 0 | 0 | 0 | 0 | 0 | 0 | 0 | 0 | 0 | 0 | 0 | 0 | 0 | 0 | 0 | 0 | 0 | 0 | 0 | 0 | 0 | 0 | 0 | 0 | 0 | 0 | 0 | 0 | 0 | 0 | 0 | 0 | 0 | 0 | 0 | 0 | 0 | 0 | 0 | 0 | 0 | 0 | 0 | 0 | 0 | 0 | 0 | 0 | 0 | 0 | 0 | 0 | 0 | 0 | 0 | 0 | 0 | 0 | 0 | 0 | 0 | 0 | 0 | 0 | 0 | 0 | 0 | 0 | 0 | 0 | 0 | 0 | 0 | 0 | 0 | 0 | 0 | 0 | 0 | 0 | 0 | 0 | 0 | 0 | 0 | 0 | 0 | 0 | 0 | 0 | 0 | 0 | 0 | 0 | 0 | 0 | 0 | 0 | 0 | 0 | 0 | 0 | 0 | 0 | 0 | 0 | 0 | 0 | 0 | 0 | 0 | 0
30 | 342 |  |  | 342 |  | Reactor System Modules Shipping and Transportation | 0 | 0 | 0 | 0 | 0 | 0 | 0 | 0 | 0 | 0 | 0 | 0 | 0 | 0 | 0 | 0 | 0 | 0 | 0 | 0 | 0 | 0 | 0 | 0 | 0 | 0 | 0 | 0 | 0 | 0 | 0 | 0 | 0 | 0 | 0 | 0 | 0 | 0 | 0 | 0 | 0 | 0 | 0 | 0 | 0 | 0 | 0 | 0 | 0 | 0 | 0 | 0 | 0 | 0 | 0 | 0 | 0 | 0 | 0 | 0 | 0 | 0 | 0 | 0 | 0 | 0 | 0 | 0 | 0 | 0 | 0 | 0 | 0 | 0 | 0 | 0 | 0 | 0 | 0 | 0 | 0 | 0 | 0 | 0 | 0 | 0 | 0 | 0 | 0 | 0 | 0 | 0 | 0 | 0 | 0 | 0 | 0 | 0 | 0 | 0 | 0 | 0 | 0 | 0 | 0 | 0 | 0 | 0 | 0 | 0 | 0 | 0 | 0 | 0 | 0 | 0 | 0 | 0 | 0 | 0 | 0 | 0 | 0 | 0 | 0 | 0 | 0 | 0 | 0 | 0 | 0 | 0 | 0 | 0 | 0 | 0 | 0 | 0 | 0 | 0 | 0 | 0 | 0 | 0 | 0 | 0 | 0 | 0 | 0 | 0 | 0 | 0 | 0 | 0 | 0 | 0 | 0 | 0 | 0 | 0 | 0 | 0 | 0 | 0 | 0 | 0 | 0 | 0 | 0 | 0 | 0 | 0 | 0 | 0 | 0 | 0 | 0 | 0 | 0 | 0 | 0 | 0 | 0 | 0 | 0 | 0 | 0 | 0 | 0 | 0 | 0 | 0 | 0 | 0 | 0 | 0 | 0 | 0 | 0 | 0
30 | 343 |  |  | 343 |  | Energy Conversion System Module Shipping and Transportation | 0 | 0 | 0 | 0 | 0 | 0 | 0 | 0 | 0 | 0 | 0 | 0 | 0 | 0 | 0 | 0 | 0 | 0 | 0 | 0 | 0 | 0 | 0 | 0 | 0 | 0 | 0 | 0 | 0 | 0 | 0 | 0 | 0 | 0 | 0 | 0 | 0 | 0 | 0 | 0 | 0 | 0 | 0 | 0 | 0 | 0 | 0 | 0 | 0 | 0 | 0 | 0 | 0 | 0 | 0 | 0 | 0 | 0 | 0 | 0 | 0 | 0 | 0 | 0 | 0 | 0 | 0 | 0 | 0 | 0 | 0 | 0 | 0 | 0 | 0 | 0 | 0 | 0 | 0 | 0 | 0 | 0 | 0 | 0 | 0 | 0 | 0 | 0 | 0 | 0 | 0 | 0 | 0 | 0 | 0 | 0 | 0 | 0 | 0 | 0 | 0 | 0 | 0 | 0 | 0 | 0 | 0 | 0 | 0 | 0 | 0 | 0 | 0 | 0 | 0 | 0 | 0 | 0 | 0 | 0 | 0 | 0 | 0 | 0 | 0 | 0 | 0 | 0 | 0 | 0 | 0 | 0 | 0 | 0 | 0 | 0 | 0 | 0 | 0 | 0 | 0 | 0 | 0 | 0 | 0 | 0 | 0 | 0 | 0 | 0 | 0 | 0 | 0 | 0 | 0 | 0 | 0 | 0 | 0 | 0 | 0 | 0 | 0 | 0 | 0 | 0 | 0 | 0 | 0 | 0 | 0 | 0 | 0 | 0 | 0 | 0 | 0 | 0 | 0 | 0 | 0 | 0 | 0 | 0 | 0 | 0 | 0 | 0 | 0 | 0 | 0 | 0 | 0 | 0 | 0 | 0 | 0 | 0 | 0 | 0
30 | 344 |  |  | 344 |  | Construction Module Shipping and Transportation | 0 | 0 | 0 | 0 | 0 | 0 | 0 | 0 | 0 | 0 | 0 | 0 | 0 | 0 | 0 | 0 | 0 | 0 | 0 | 0 | 0 | 0 | 0 | 0 | 0 | 0 | 0 | 0 | 0 | 0 | 0 | 0 | 0 | 0 | 0 | 0 | 0 | 0 | 0 | 0 | 0 | 0 | 0 | 0 | 0 | 0 | 0 | 0 | 0 | 0 | 0 | 0 | 0 | 0 | 0 | 0 | 0 | 0 | 0 | 0 | 0 | 0 | 0 | 0 | 0 | 0 | 0 | 0 | 0 | 0 | 0 | 0 | 0 | 0 | 0 | 0 | 0 | 0 | 0 | 0 | 0 | 0 | 0 | 0 | 0 | 0 | 0 | 0 | 0 | 0 | 0 | 0 | 0 | 0 | 0 | 0 | 0 | 0 | 0 | 0 | 0 | 0 | 0 | 0 | 0 | 0 | 0 | 0 | 0 | 0 | 0 | 0 | 0 | 0 | 0 | 0 | 0 | 0 | 0 | 0 | 0 | 0 | 0 | 0 | 0 | 0 | 0 | 0 | 0 | 0 | 0 | 0 | 0 | 0 | 0 | 0 | 0 | 0 | 0 | 0 | 0 | 0 | 0 | 0 | 0 | 0 | 0 | 0 | 0 | 0 | 0 | 0 | 0 | 0 | 0 | 0 | 0 | 0 | 0 | 0 | 0 | 0 | 0 | 0 | 0 | 0 | 0 | 0 | 0 | 0 | 0 | 0 | 0 | 0 | 0 | 0 | 0 | 0 | 0 | 0 | 0 | 0 | 0 | 0 | 0 | 0 | 0 | 0 | 0 | 0 | 0 | 0 | 0 | 0 | 0 | 0 | 0 | 0 | 0 | 0
30 | 345 |  |  | 345 |  | Other Shipping and Transportation Costs | 0 | 0 | 0 | 0 | 0 | 0 | 0 | 0 | 0 | 0 | 0 | 0 | 0 | 0 | 0 | 0 | 0 | 0 | 0 | 0 | 0 | 0 | 0 | 0 | 0 | 0 | 0 | 0 | 0 | 0 | 0 | 0 | 0 | 0 | 0 | 0 | 0 | 0 | 0 | 0 | 0 | 0 | 0 | 0 | 0 | 0 | 0 | 0 | 0 | 0 | 0 | 0 | 0 | 0 | 0 | 0 | 0 | 0 | 0 | 0 | 0 | 0 | 0 | 0 | 0 | 0 | 0 | 0 | 0 | 0 | 0 | 0 | 0 | 0 | 0 | 0 | 0 | 0 | 0 | 0 | 0 | 0 | 0 | 0 | 0 | 0 | 0 | 0 | 0 | 0 | 0 | 0 | 0 | 0 | 0 | 0 | 0 | 0 | 0 | 0 | 0 | 0 | 0 | 0 | 0 | 0 | 0 | 0 | 0 | 0 | 0 | 0 | 0 | 0 | 0 | 0 | 0 | 0 | 0 | 0 | 0 | 0 | 0 | 0 | 0 | 0 | 0 | 0 | 0 | 0 | 0 | 0 | 0 | 0 | 0 | 0 | 0 | 0 | 0 | 0 | 0 | 0 | 0 | 0 | 0 | 0 | 0 | 0 | 0 | 0 | 0 | 0 | 0 | 0 | 0 | 0 | 0 | 0 | 0 | 0 | 0 | 0 | 0 | 0 | 0 | 0 | 0 | 0 | 0 | 0 | 0 | 0 | 0 | 0 | 0 | 0 | 0 | 0 | 0 | 0 | 0 | 0 | 0 | 0 | 0 | 0 | 0 | 0 | 0 | 0 | 0 | 0 | 0 | 0 | 0 | 0 | 0 | 0 | 0 | 0
30 | 35 |  | 35 |  |  | Engineering Services | 0 | 0 | 0 | 20000000 | 0 | 0 | 0 | 20000000 | 0 | 0 | 0 | 20000000 | 0 | 0 | 0 | 20000000 | 0 | 0 | 0 | 20000000 | 0 | 0 | 0 | 20000000 | 0 | 0 | 0 | 20000000 | 0 | 0 | 0 | 20000000 | 0 | 0 | 0 | 0 | 0 | 0 | 0 | 0 | 0 | 0 | 0 | 0 | 0 | 0 | 0 | 0 | 0 | 0 | 0 | 0 | 0 | 0 | 0 | 0 | 480433000 | 0 | 0 | 480433000 | 200871000 | 0 | 0 | 208083000 | 59546000 | 0 | 0 | 59546000 | 88729000 | 0 | 0 | 88729000 | 53657000 | 0 | 0 | 53657000 | 0 | 0 | 0 | 134198000 | 0 | 0 | 0 | 227000000 | 0 | 0 | 0 | 280000000 | 0 | 0 | 0 | 0 | 0 | 0 | 0 | 0 | 0 | 0 | 0 | 0 | 0 | 0 | 0 | 84659197.2181 | 0 | 0 | 0 | 123100443.0656 | 0 | 0 | 0 | 203903310.0495 | 0 | 0 | 0 | 364848212.9361 | 0 | 0 | 0 | 672041379.4551 | 0 | 0 | 0 | 821775090.0856 | 0 | 0 | 0 | 472311310 | 0 | 0 | 0 | 130978572 | 0 | 0 | 0 | 0 | 0 | 0 | 0 | 482090400 | 0 | 0 | 0 | 482090400 | 0 | 0 | 0 | 99873000 | 0 | 0 | 0 | 73263000 | 0 | 0 | 0 | 59367000 | 0 | 0 | 0 | 99689000 | 52719324 | 119927129 | 3970000 | 203799676 | 30098323 | 38910481 | 3970000 | 108082670 | 17117918 | 38617587 | 3970000 | 94012287 | 52719324 | 107052317 | 15500000 | 207968901 | 30098323 | 40538199 | 3970000 | 111390759 | 18267117 | 40260613 | 3970000 | 98528559 | 52719324 | 136249482 | 0 | 200073297 | 30098323 | 44219355 | 0 | 95950521 | 18267117 | 42892946 | 0 | 82904635 | 0 | 0 | 0 | 53000000
30 | 351 |  |  | 351 |  | Off-Site | 0 | 0 | 0 | 0 | 0 | 0 | 0 | 0 | 0 | 0 | 0 | 0 | 0 | 0 | 0 | 0 | 0 | 0 | 0 | 0 | 0 | 0 | 0 | 0 | 0 | 0 | 0 | 0 | 0 | 0 | 0 | 0 | 0 | 0 | 0 | 0 | 0 | 0 | 0 | 0 | 0 | 0 | 0 | 0 | 0 | 0 | 0 | 0 | 0 | 0 | 0 | 0 | 0 | 0 | 0 | 0 | 464792000 | 0 | 0 | 464792000 | 200871000 | 0 | 0 | 200871000 | 57482000 | 0 | 0 | 57482000 | 85654000 | 0 | 0 | 85654000 | 51797000 | 0 | 0 | 51797000 | 0 | 0 | 0 | 0 | 0 | 0 | 0 | 118000000 | 0 | 0 | 0 | 152000000 | 0 | 0 | 0 | 0 | 0 | 0 | 0 | 0 | 0 | 0 | 0 | 0 | 0 | 0 | 0 | 0 | 0 | 0 | 0 | 0 | 0 | 0 | 0 | 0 | 0 | 0 | 0 | 0 | 0 | 0 | 0 | 0 | 0 | 0 | 0 | 0 | 0 | 0 | 0 | 0 | 0 | 0 | 0 | 130978572 | 0 | 0 | 0 | 0 | 0 | 0 | 0 | 482090400 | 0 | 0 | 0 | 482090400 | 0 | 0 | 0 | 75873000 | 0 | 0 | 0 | 50522000 | 0 | 0 | 0 | 37632000 | 0 | 0 | 0 | 56400000 | 0 | 0 | 0 | 153639671 | 0 | 0 | 0 | 61881183 | 0 | 0 | 0 | 48681108 | 0 | 0 | 0 | 155608562 | 0 | 0 | 0 | 63099972 | 0 | 0 | 0 | 51062576 | 0 | 0 | 0 | 163281436 | 0 | 0 | 0 | 63262839 | 0 | 0 | 0 | 51186826 | 0 | 0 | 0 | 0
30 | 352 |  |  | 352 |  | On-Site | 0 | 0 | 0 | 0 | 0 | 0 | 0 | 0 | 0 | 0 | 0 | 0 | 0 | 0 | 0 | 0 | 0 | 0 | 0 | 0 | 0 | 0 | 0 | 0 | 0 | 0 | 0 | 0 | 0 | 0 | 0 | 0 | 0 | 0 | 0 | 0 | 0 | 0 | 0 | 0 | 0 | 0 | 0 | 0 | 0 | 0 | 0 | 0 | 0 | 0 | 0 | 0 | 0 | 0 | 0 | 0 | 0 | 0 | 0 | 0 | 0 | 0 | 0 | 0 | 0 | 0 | 0 | 0 | 0 | 0 | 0 | 0 | 0 | 0 | 0 | 0 | 0 | 0 | 0 | 0 | 0 | 0 | 0 | 0 | 0 | 0 | 0 | 0 | 0 | 0 | 0 | 0 | 0 | 0 | 0 | 0 | 0 | 0 | 0 | 0 | 0 | 0 | 0 | 0 | 0 | 0 | 0 | 0 | 0 | 0 | 0 | 0 | 0 | 0 | 0 | 0 | 0 | 0 | 0 | 0 | 0 | 0 | 0 | 0 | 0 | 0 | 0 | 108606500 | 0 | 0 | 0 | 0 | 0 | 0 | 0 | 0 | 0 | 0 | 0 | 0 | 0 | 0 | 0 | 0 | 0 | 0 | 0 | 3376000 | 0 | 0 | 0 | 3206000 | 0 | 0 | 0 | 3073000 | 0 | 0 | 0 | 6149000 | 0 | 0 | 0 | 6978842 | 0 | 0 | 0 | 6175664 | 0 | 0 | 0 | 5999064 | 0 | 0 | 0 | 7425286 | 0 | 0 | 0 | 6599580 | 0 | 0 | 0 | 6432228 | 0 | 0 | 0 | 7465015 | 0 | 0 | 0 | 6632283 | 0 | 0 | 0 | 6435497 | 0 | 0 | 0 | 0
30 | 353 |  |  | 353 |  | Owner's Engineering Oversight | 0 | 0 | 0 | 20000000 | 0 | 0 | 0 | 20000000 | 0 | 0 | 0 | 20000000 | 0 | 0 | 0 | 20000000 | 0 | 0 | 0 | 20000000 | 0 | 0 | 0 | 20000000 | 0 | 0 | 0 | 20000000 | 0 | 0 | 0 | 20000000 | 0 | 0 | 0 | 0 | 0 | 0 | 0 | 0 | 0 | 0 | 0 | 0 | 0 | 0 | 0 | 0 | 0 | 0 | 0 | 0 | 0 | 0 | 0 | 0 | 15641000 | 0 | 0 | 15641000 | 0 | 0 | 0 | 7212000 | 2064000 | 0 | 0 | 2064000 | 3075000 | 0 | 0 | 3075000 | 1860000 | 0 | 0 | 1860000 | 0 | 0 | 0 | 0 | 0 | 0 | 0 | 0 | 0 | 0 | 0 | 0 | 0 | 0 | 0 | 0 | 0 | 0 | 0 | 0 | 0 | 0 | 0 | 0 | 0 | 0 | 0 | 0 | 0 | 0 | 0 | 0 | 0 | 0 | 0 | 0 | 0 | 0 | 0 | 0 | 0 | 0 | 0 | 0 | 0 | 0 | 0 | 0 | 0 | 0 | 0 | 0 | 0 | 0 | 0 | 0 | 0 | 0 | 0 | 0 | 0 | 0 | 0 | 0 | 0 | 0 | 0 | 0 | 0 | 0 | 0 | 20624000 | 0 | 0 | 0 | 19535000 | 0 | 0 | 0 | 18662000 | 0 | 0 | 0 | 37140000 | 0 | 0 | 0 | 43181163 | 0 | 0 | 0 | 40025823 | 0 | 0 | 0 | 39332115 | 0 | 0 | 0 | 44935053 | 0 | 0 | 0 | 41691207 | 0 | 0 | 0 | 41033755 | 0 | 0 | 0 | 29326846 | 0 | 0 | 0 | 26055399 | 0 | 0 | 0 | 25282312 | 0 | 0 | 0 | 0
30 | 36 |  | 36 |  |  | PM/CM Services | 0 | 0 | 0 | 0 | 0 | 0 | 0 | 0 | 0 | 0 | 0 | 0 | 0 | 0 | 0 | 0 | 0 | 0 | 0 | 0 | 0 | 0 | 0 | 0 | 0 | 0 | 0 | 0 | 0 | 0 | 0 | 0 | 0 | 0 | 0 | 0 | 0 | 0 | 0 | 0 | 0 | 0 | 0 | 0 | 0 | 0 | 0 | 0 | 0 | 0 | 0 | 0 | 0 | 0 | 0 | 0 | 23736642 | 8082000 | 0 | 45447000 | 29836000 | 2217000 | 0 | 17629000 | 5336000 | 1146000 | 0 | 6482000 | 8146000 | 1762000 | 0 | 9908000 | 4385000 | 548000 | 0 | 4933000 | 0 | 0 | 0 | 0 | 0 | 0 | 0 | 141000000 | 0 | 0 | 0 | 165000000 | 0 | 0 | 0 | 0 | 0 | 0 | 0 | 0 | 0 | 0 | 0 | 0 | 0 | 0 | 0 | 35086698.338 | 0 | 0 | 0 | 51486041.779 | 0 | 0 | 0 | 82159625.0716 | 0 | 0 | 0 | 137132821.2795 | 0 | 0 | 0 | 234755490.2636 | 0 | 0 | 0 | 280622714.5103 | 0 | 0 | 0 | 81978000 | 0 | 0 | 0 | 60906859 | 0 | 0 | 0 | 0 | 0 | 0 | 0 | 48436800 | 0 | 0 | 0 | 48436800 | 0 | 0 | 0 | 50804000 | 0 | 0 | 0 | 33423000 | 0 | 0 | 0 | 32733000 | 0 | 0 | 0 | 50853000 | 0 | 0 | 0 | 47117199 | 0 | 0 | 0 | 22654436 | 0 | 0 | 0 | 20762676 | 0 | 0 | 0 | 47944940 | 0 | 0 | 0 | 23212794 | 0 | 0 | 0 | 21328317 | 0 | 0 | 0 | 50636244 | 0 | 0 | 0 | 23443913 | 0 | 0 | 0 | 21505139 | 0 | 0 | 0 | 0
30 | 361 |  |  | 361 |  | Off-Site | 0 | 0 | 0 | 0 | 0 | 0 | 0 | 0 | 0 | 0 | 0 | 0 | 0 | 0 | 0 | 0 | 0 | 0 | 0 | 0 | 0 | 0 | 0 | 0 | 0 | 0 | 0 | 0 | 0 | 0 | 0 | 0 | 0 | 0 | 0 | 0 | 0 | 0 | 0 | 0 | 0 | 0 | 0 | 0 | 0 | 0 | 0 | 0 | 0 | 0 | 0 | 0 | 0 | 0 | 0 | 0 | 0 | 0 | 0 | 0 | 0 | 0 | 0 | 0 | 0 | 0 | 0 | 0 | 0 | 0 | 0 | 0 | 0 | 0 | 0 | 0 | 0 | 0 | 0 | 0 | 0 | 0 | 0 | 0 | 0 | 0 | 0 | 0 | 0 | 0 | 0 | 0 | 0 | 0 | 0 | 0 | 0 | 0 | 0 | 0 | 0 | 0 | 0 | 14708518.0767 | 0 | 0 | 0 | 20195980.7422 | 0 | 0 | 0 | 28561429.871 | 0 | 0 | 0 | 40391961.4844 | 0 | 0 | 0 | 57122859.742 | 0 | 0 | 0 | 63865298.7262 | 0 | 0 | 0 | 81978000 | 0 | 0 | 0 | 0 | 0 | 0 | 0 | 0 | 0 | 0 | 0 | 28490400 | 0 | 0 | 0 | 28490400 | 0 | 0 | 0 | 14158000 | 0 | 0 | 0 | 10780000 | 0 | 0 | 0 | 10114000 | 0 | 0 | 0 | 17900000 | 0 | 0 | 0 | 22976782 | 0 | 0 | 0 | 11097620 | 0 | 0 | 0 | 11024407 | 0 | 0 | 0 | 23645079 | 0 | 0 | 0 | 11504540 | 0 | 0 | 0 | 11435353 | 0 | 0 | 0 | 25687371 | 0 | 0 | 0 | 11054839 | 0 | 0 | 0 | 10973237 | 0 | 0 | 0 | 0
30 | 362 |  |  | 362 |  | On-Site | 0 | 0 | 0 | 0 | 0 | 0 | 0 | 0 | 0 | 0 | 0 | 0 | 0 | 0 | 0 | 0 | 0 | 0 | 0 | 0 | 0 | 0 | 0 | 0 | 0 | 0 | 0 | 0 | 0 | 0 | 0 | 0 | 0 | 0 | 0 | 0 | 0 | 0 | 0 | 0 | 0 | 0 | 0 | 0 | 0 | 0 | 0 | 0 | 0 | 0 | 0 | 0 | 0 | 0 | 0 | 0 | 6821 | 0 | 0 | 6821000 | 11871000 | 0 | 0 | 4659000 | 1333000 | 0 | 0 | 1333000 | 1987000 | 0 | 0 | 1987000 | 1201000 | 0 | 0 | 1201000 | 0 | 0 | 0 | 0 | 0 | 0 | 0 | 141000000 | 0 | 0 | 0 | 165000000 | 0 | 0 | 0 | 0 | 0 | 0 | 0 | 0 | 0 | 0 | 0 | 0 | 0 | 0 | 0 | 20378180.2613 | 0 | 0 | 0 | 31290061.0368 | 0 | 0 | 0 | 53598195.2005 | 0 | 0 | 0 | 96740859.7951 | 0 | 0 | 0 | 177632630.5216 | 0 | 0 | 0 | 216757415.7841 | 0 | 0 | 0 | 0 | 0 | 0 | 0 | 60906859 | 0 | 0 | 0 | 0 | 0 | 0 | 0 | 19946400 | 0 | 0 | 0 | 19946400 | 0 | 0 | 0 | 0 | 0 | 0 | 0 | 0 | 0 | 0 | 0 | 0 | 0 | 0 | 0 | 0 | 0 | 0 | 0 | 0 | 0 | 0 | 0 | 0 | 0 | 0 | 0 | 0 | 0 | 0 | 0 | 0 | 0 | 0 | 0 | 0 | 0 | 0 | 0 | 0 | 0 | 0 | 0 | 0 | 0 | 0 | 0 | 0 | 0 | 0 | 0 | 0 | 0 | 0 | 0 | 0
30 | 363 |  |  | 363 |  | Owner's Engineering Oversight | 0 | 0 | 0 | 0 | 0 | 0 | 0 | 0 | 0 | 0 | 0 | 0 | 0 | 0 | 0 | 0 | 0 | 0 | 0 | 0 | 0 | 0 | 0 | 0 | 0 | 0 | 0 | 0 | 0 | 0 | 0 | 0 | 0 | 0 | 0 | 0 | 0 | 0 | 0 | 0 | 0 | 0 | 0 | 0 | 0 | 0 | 0 | 0 | 0 | 0 | 0 | 0 | 0 | 0 | 0 | 0 | 0 | 0 | 0 | 0 | 0 | 0 | 0 | 0 | 0 | 0 | 0 | 0 | 0 | 0 | 0 | 0 | 0 | 0 | 0 | 0 | 0 | 0 | 0 | 0 | 0 | 0 | 0 | 0 | 0 | 0 | 0 | 0 | 0 | 0 | 0 | 0 | 0 | 0 | 0 | 0 | 0 | 0 | 0 | 0 | 0 | 0 | 0 | 0 | 0 | 0 | 0 | 0 | 0 | 0 | 0 | 0 | 0 | 0 | 0 | 0 | 0 | 0 | 0 | 0 | 0 | 0 | 0 | 0 | 0 | 0 | 0 | 0 | 0 | 0 | 0 | 0 | 0 | 0 | 0 | 0 | 0 | 0 | 0 | 0 | 0 | 0 | 0 | 0 | 0 | 0 | 0 | 35940000 | 0 | 0 | 0 | 21970000 | 0 | 0 | 0 | 21970000 | 0 | 0 | 0 | 31640000 | 0 | 0 | 0 | 21969402 | 0 | 0 | 0 | 9672650 | 0 | 0 | 0 | 7917168 | 0 | 0 | 0 | 21969402 | 0 | 0 | 0 | 9672690 | 0 | 0 | 0 | 7917168 | 0 | 0 | 0 | 22282796 | 0 | 0 | 0 | 10020401 | 0 | 0 | 0 | 8233510 | 0 | 0 | 0 | 0
30 | 37 |  | 37 |  |  | Regulatory Inspection Support | 0 | 0 | 0 | 0 | 0 | 0 | 0 | 0 | 0 | 0 | 0 | 0 | 0 | 0 | 0 | 0 | 0 | 0 | 0 | 0 | 0 | 0 | 0 | 0 | 0 | 0 | 0 | 0 | 0 | 0 | 0 | 0 | 0 | 0 | 0 | 0 | 0 | 0 | 0 | 0 | 0 | 0 | 0 | 0 | 0 | 0 | 0 | 0 | 0 | 0 | 0 | 0 | 0 | 0 | 0 | 0 | 0 | 0 | 0 | 0 | 0 | 0 | 0 | 0 | 0 | 0 | 0 | 0 | 0 | 0 | 0 | 0 | 0 | 0 | 0 | 0 | 0 | 0 | 0 | 0 | 0 | 0 | 0 | 0 | 0 | 0 | 0 | 0 | 0 | 0 | 0 | 0 | 0 | 0 | 0 | 0 | 0 | 0 | 0 | 0 | 0 | 0 | 0 | 0 | 0 | 0 | 0 | 0 | 0 | 0 | 0 | 0 | 0 | 0 | 0 | 0 | 0 | 0 | 0 | 0 | 0 | 0 | 0 | 0 | 0 | 0 | 0 | 0 | 0 | 0 | 0 | 0 | 0 | 0 | 0 | 0 | 0 | 0 | 0 | 0 | 0 | 0 | 0 | 0 | 0 | 0 | 0 | 0 | 0 | 0 | 0 | 0 | 0 | 0 | 0 | 0 | 0 | 0 | 0 | 0 | 0 | 0 | 0 | 0 | 0 | 0 | 0 | 0 | 0 | 0 | 0 | 0 | 0 | 0 | 0 | 0 | 0 | 0 | 0 | 0 | 0 | 0 | 0 | 0 | 0 | 0 | 0 | 0 | 0 | 0 | 0 | 0 | 0 | 0 | 0 | 0 | 0 | 0 | 0 | 0
30 | 38 |  | 38 |  |  | Spare Parts | 0 | 0 | 0 | 0 | 0 | 0 | 0 | 0 | 0 | 0 | 0 | 0 | 0 | 0 | 0 | 0 | 0 | 0 | 0 | 0 | 0 | 0 | 0 | 0 | 0 | 0 | 0 | 0 | 0 | 0 | 0 | 0 | 0 | 0 | 0 | 0 | 0 | 0 | 0 | 0 | 0 | 0 | 0 | 0 | 0 | 0 | 0 | 0 | 0 | 0 | 0 | 0 | 0 | 0 | 0 | 0 | 0 | 0 | 0 | 0 | 0 | 0 | 0 | 0 | 0 | 0 | 0 | 0 | 0 | 0 | 0 | 0 | 0 | 0 | 0 | 0 | 0 | 0 | 0 | 0 | 0 | 0 | 0 | 0 | 0 | 0 | 0 | 0 | 0 | 0 | 0 | 0 | 0 | 0 | 0 | 0 | 0 | 0 | 0 | 0 | 0 | 0 | 0 | 11890752.8428 | 0 | 0 | 0 | 19218004.1578 | 0 | 0 | 0 | 34084068.5543 | 0 | 0 | 0 | 62676467.4467 | 0 | 0 | 0 | 116161712.6987 | 0 | 0 | 0 | 141893470.9819 | 0 | 0 | 0 | 0 | 0 | 0 | 0 | 0 | 0 | 0 | 0 | 0 | 0 | 0 | 0 | 0 | 0 | 0 | 0 | 0 | 0 | 0 | 0 | 14610000 | 0 | 0 | 0 | 14610000 | 0 | 0 | 0 | 14510000 | 0 | 0 | 0 | 26750000 | 0 | 0 | 0 | 31705610 | 0 | 0 | 0 | 31112018 | 0 | 0 | 0 | 30332019 | 0 | 0 | 0 | 40077350 | 0 | 0 | 0 | 38583758 | 0 | 0 | 0 | 37303759 | 0 | 0 | 0 | 70642938 | 0 | 0 | 0 | 65745684 | 0 | 0 | 0 | 59654256 | 0 | 0 | 0 | 0
30 | 39 |  | 39 |  |  | Contingency on Indirect Services Cost | 0 | 0 | 0 | 0 | 0 | 0 | 0 | 0 | 0 | 0 | 0 | 0 | 0 | 0 | 0 | 0 | 0 | 0 | 0 | 0 | 0 | 0 | 0 | 0 | 0 | 0 | 0 | 0 | 0 | 0 | 0 | 0 | 0 | 0 | 0 | 0 | 0 | 0 | 0 | 0 | 0 | 0 | 0 | 0 | 0 | 0 | 0 | 0 | 0 | 0 | 0 | 0 | 0 | 0 | 0 | 0 | 0 | 0 | 0 | 0 | 0 | 0 | 0 | 0 | 0 | 0 | 0 | 0 | 0 | 0 | 0 | 0 | 0 | 0 | 0 | 0 | 0 | 0 | 0 | 0 | 0 | 0 | 0 | 0 | 0 | 0 | 0 | 0 | 0 | 0 | 0 | 0 | 0 | 0 | 0 | 0 | 0 | 0 | 0 | 0 | 0 | 0 | 0 | 52992484.2904 | 0 | 0 | 0 | 79058994.709 | 0 | 0 | 0 | 131679700.1141 | 0 | 0 | 0 | 232685639.8396 | 0 | 0 | 0 | 421029925.8583 | 0 | 0 | 0 | 511830738.1866 | 0 | 0 | 0 | 0 | 0 | 0 | 0 | 0 | 0 | 0 | 0 | 475800000 | 0 | 0 | 0 | 0 | 0 | 0 | 0 | 0 | 0 | 0 | 0 | 0 | 0 | 0 | 0 | 0 | 0 | 0 | 0 | 0 | 0 | 0 | 0 | 0 | 0 | 0 | 0 | 0 | 0 | 0 | 0 | 0 | 0 | 0 | 0 | 0 | 0 | 0 | 0 | 0 | 0 | 0 | 0 | 0 | 0 | 0 | 0 | 0 | 0 | 0 | 0 | 0 | 0 | 0 | 0 | 0 | 0 | 0 | 0 | 0 | 0 | 0 | 0 | 0
40 | 40 | 40 |  |  |  | Capitalized Pre-COD Personnel Costs | 0 | 0 | 0 | 80310000 | 0 | 0 | 0 | 256610000 | 0 | 0 | 0 | 129850000 | 0 | 0 | 0 | 429210000 | 0 | 0 | 0 | 57010000 | 0 | 0 | 0 | 181060000 | 0 | 0 | 0 | 95950000 | 0 | 0 | 0 | 317620000 | 0 | 0 | 0 | 0 | 0 | 0 | 0 | 0 | 0 | 0 | 0 | 0 | 0 | 0 | 0 | 0 | 0 | 0 | 0 | 0 | 0 | 0 | 0 | 0 | 0 | 0 | 0 | 0 | 0 | 0 | 0 | 0 | 0 | 0 | 0 | 0 | 0 | 0 | 0 | 0 | 0 | 0 | 0 | 0 | 0 | 0 | 0 | 0 | 0 | 0 | 0 | 0 | 0 | 0 | 0 | 0 | 0 | 0 | 0 | 0 | 0 | 0 | 0 | 0 | 0 | 0 | 0 | 0 | 0 | 0 | 0 | 113480248.1157 | 0 | 0 | 0 | 113480248.1157 | 0 | 0 | 0 | 150316833.3362 | 0 | 0 | 0 | 235867113.5627 | 0 | 0 | 0 | 410406803.7834 | 0 | 0 | 0 | 497343278.2817 | 0 | 0 | 0 | 219865600 | 0 | 0 | 0 | 0 | 0 | 0 | 0 | 0 | 0 | 0 | 0 | 300000000 | 0 | 0 | 0 | 300000000 | 0 | 0 | 0 | 22000000 | 0 | 0 | 0 | 20000000 | 0 | 0 | 0 | 18000000 | 0 | 0 | 0 | 34200000 | 0 | 82575805 | 97021250 | 57148514 | 0 | 63243446 | 101054605 | 52039725 | 0 | 41112472 | 90865840 | 32375433 | 0 | 81410715 | 115968917 | 57283363 | 0 | 57319277 | 121638150 | 47750051 | 0 | 38403233 | 108740380 | 30764824 | 0 | 77758202 | 143957195 | 51478959 | 0 | 54844846 | 139630384 | 43081940 | 0 | 37280104 | 123291322 | 28252605 | 0 | 0 | 0 | 0
40 | 41 |  | 41 |  |  | Staff Recruitment and Training | 0 | 0 | 0 | 0 | 0 | 0 | 0 | 0 | 0 | 0 | 0 | 0 | 0 | 0 | 0 | 0 | 0 | 0 | 0 | 0 | 0 | 0 | 0 | 0 | 0 | 0 | 0 | 0 | 0 | 0 | 0 | 0 | 0 | 0 | 0 | 0 | 0 | 0 | 0 | 0 | 0 | 0 | 0 | 0 | 0 | 0 | 0 | 0 | 0 | 0 | 0 | 0 | 0 | 0 | 0 | 0 | 0 | 0 | 0 | 0 | 0 | 0 | 0 | 0 | 0 | 0 | 0 | 0 | 0 | 0 | 0 | 0 | 0 | 0 | 0 | 0 | 0 | 0 | 0 | 0 | 0 | 0 | 0 | 0 | 0 | 0 | 0 | 0 | 0 | 0 | 0 | 0 | 0 | 0 | 0 | 0 | 0 | 0 | 0 | 0 | 0 | 0 | 0 | 81563820 | 0 | 0 | 0 | 81563820 | 0 | 0 | 0 | 107935430 | 0 | 0 | 0 | 169343035 | 0 | 0 | 0 | 294641585 | 0 | 0 | 0 | 357036675 | 0 | 0 | 0 | 219865600 | 0 | 0 | 0 | 0 | 0 | 0 | 0 | 0 | 0 | 0 | 0 | 0 | 0 | 0 | 0 | 0 | 0 | 0 | 0 | 22000000 | 0 | 0 | 0 | 20000000 | 0 | 0 | 0 | 18000000 | 0 | 0 | 0 | 34200000 | 0 | 0 | 0 | 57148514 | 0 | 0 | 0 | 52039725 | 0 | 0 | 0 | 32375433 | 0 | 0 | 0 | 57283363 | 0 | 0 | 0 | 47750051 | 0 | 0 | 0 | 30764824 | 0 | 0 | 0 | 51478959 | 0 | 0 | 0 | 43081940 | 0 | 0 | 0 | 28252605 | 0 | 0 | 0 | 0
40 | 42 |  | 42 |  |  | Staff Housing | 0 | 0 | 0 | 0 | 0 | 0 | 0 | 0 | 0 | 0 | 0 | 0 | 0 | 0 | 0 | 0 | 0 | 0 | 0 | 0 | 0 | 0 | 0 | 0 | 0 | 0 | 0 | 0 | 0 | 0 | 0 | 0 | 0 | 0 | 0 | 0 | 0 | 0 | 0 | 0 | 0 | 0 | 0 | 0 | 0 | 0 | 0 | 0 | 0 | 0 | 0 | 0 | 0 | 0 | 0 | 0 | 0 | 0 | 0 | 0 | 0 | 0 | 0 | 0 | 0 | 0 | 0 | 0 | 0 | 0 | 0 | 0 | 0 | 0 | 0 | 0 | 0 | 0 | 0 | 0 | 0 | 0 | 0 | 0 | 0 | 0 | 0 | 0 | 0 | 0 | 0 | 0 | 0 | 0 | 0 | 0 | 0 | 0 | 0 | 0 | 0 | 0 | 0 | 5900000 | 0 | 0 | 0 | 5900000 | 0 | 0 | 0 | 7850000 | 0 | 0 | 0 | 12325000 | 0 | 0 | 0 | 21450000 | 0 | 0 | 0 | 26000000 | 0 | 0 | 0 | 0 | 0 | 0 | 0 | 0 | 0 | 0 | 0 | 0 | 0 | 0 | 0 | 0 | 0 | 0 | 0 | 0 | 0 | 0 | 0 | 0 | 0 | 0 | 0 | 0 | 0 | 0 | 0 | 0 | 0 | 0 | 0 | 0 | 0 | 0 | 0 | 0 | 0 | 0 | 0 | 0 | 0 | 0 | 0 | 0 | 0 | 0 | 0 | 0 | 0 | 0 | 0 | 0 | 0 | 0 | 0 | 0 | 0 | 0 | 0 | 0 | 0 | 0 | 0 | 0 | 0 | 0 | 0 | 0 | 0 | 0 | 0 | 0
40 | 49 |  | 49 |  |  | Contingency on Training Costs | 0 | 0 | 0 | 0 | 0 | 0 | 0 | 0 | 0 | 0 | 0 | 0 | 0 | 0 | 0 | 0 | 0 | 0 | 0 | 0 | 0 | 0 | 0 | 0 | 0 | 0 | 0 | 0 | 0 | 0 | 0 | 0 | 0 | 0 | 0 | 0 | 0 | 0 | 0 | 0 | 0 | 0 | 0 | 0 | 0 | 0 | 0 | 0 | 0 | 0 | 0 | 0 | 0 | 0 | 0 | 0 | 0 | 0 | 0 | 0 | 0 | 0 | 0 | 0 | 0 | 0 | 0 | 0 | 0 | 0 | 0 | 0 | 0 | 0 | 0 | 0 | 0 | 0 | 0 | 0 | 0 | 0 | 0 | 0 | 0 | 0 | 0 | 0 | 0 | 0 | 0 | 0 | 0 | 0 | 0 | 0 | 0 | 0 | 0 | 0 | 0 | 0 | 0 | 26016428.1157 | 0 | 0 | 0 | 26016428.1157 | 0 | 0 | 0 | 34531403.3362 | 0 | 0 | 0 | 54199078.5627 | 0 | 0 | 0 | 94315218.7834 | 0 | 0 | 0 | 114306603.2817 | 0 | 0 | 0 | 0 | 0 | 0 | 0 | 0 | 0 | 0 | 0 | 0 | 0 | 0 | 0 | 0 | 0 | 0 | 0 | 0 | 0 | 0 | 0 | 0 | 0 | 0 | 0 | 0 | 0 | 0 | 0 | 0 | 0 | 0 | 0 | 0 | 0 | 0 | 0 | 0 | 0 | 0 | 0 | 0 | 0 | 0 | 0 | 0 | 0 | 0 | 0 | 0 | 0 | 0 | 0 | 0 | 0 | 0 | 0 | 0 | 0 | 0 | 0 | 0 | 0 | 0 | 0 | 0 | 0 | 0 | 0 | 0 | 0 | 0 | 0 | 0
50 | 50 | 50 |  |  |  | Capitalized Supplementary Costs | 0 | 0 | 0 | 123200000 | 0 | 0 | 0 | 491810000 | 0 | 0 | 0 | 123210000 | 0 | 0 | 0 | 491810000 | 0 | 0 | 0 | 72010000 | 0 | 0 | 0 | 287030000 | 0 | 0 | 0 | 72010000 | 0 | 0 | 0 | 287030000 | 0 | 0 | 0 | 0 | 0 | 0 | 0 | 0 | 0 | 0 | 0 | 0 | 0 | 0 | 0 | 0 | 0 | 0 | 0 | 0 | 0 | 0 | 0 | 0 | 115077000 | 0 | 0 | 115077000 | 62192000 | 0 | 0 | 62192000 | 31670000 | 0 | 0 | 31670000 | 49529000 | 0 | 0 | 49589000 | 28957000 | 0 | 0 | 28957000 | 0 | 0 | 0 | 0 | 0 | 0 | 0 | 0 | 0 | 0 | 0 | 0 | 0 | 0 | 0 | 0 | 0 | 0 | 0 | 0 | 0 | 0 | 0 | 0 | 0 | 0 | 0 | 60978814.563 | 0 | 0 | 0 | 96103049.7932 | 0 | 0 | 0 | 171088829.4541 | 0 | 0 | 0 | 324201920.1833 | 0 | 0 | 0 | 631164111.2168 | 0 | 0 | 0 | 789256326.7054 | 0 | 0 | 0 | 165451303 | 0 | 0 | 0 | 0 | 0 | 0 | 0 | 0 | 0 | 0 | 0 | 0 | 0 | 0 | 0 | 0 | 0 | 0 | 0 | 18151246.5753 | 1284246.5753 | 1284246.5753 | 1284246.5753 | 16868246.5753 | 1284246.5753 | 1284246.5753 | 1284246.5753 | 16263246.5753 | 0 | 0 | 0 | 29513000 | 0 | 0 | 0 | 49053411 | 0 | 0 | 0 | 42674342 | 0 | 0 | 0 | 42010827 | 0 | 0 | 0 | 50925534 | 0 | 0 | 0 | 44524775 | 0 | 0 | 0 | 43895939 | 0 | 0 | 0 | 34459794 | 0 | 0 | 0 | 28032635 | 0 | 0 | 0 | 27293197 | 0 | 0 | 0 | 0
50 | 51 |  | 51 |  |  | Taxes | 0 | 0 | 0 | 0 | 0 | 0 | 0 | 0 | 0 | 0 | 0 | 0 | 0 | 0 | 0 | 0 | 0 | 0 | 0 | 0 | 0 | 0 | 0 | 0 | 0 | 0 | 0 | 0 | 0 | 0 | 0 | 0 | 0 | 0 | 0 | 0 | 0 | 0 | 0 | 0 | 0 | 0 | 0 | 0 | 0 | 0 | 0 | 0 | 0 | 0 | 0 | 0 | 0 | 0 | 0 | 0 | 0 | 0 | 0 | 0 | 0 | 0 | 0 | 0 | 0 | 0 | 0 | 0 | 0 | 0 | 0 | 0 | 0 | 0 | 0 | 0 | 0 | 0 | 0 | 0 | 0 | 0 | 0 | 0 | 0 | 0 | 0 | 0 | 0 | 0 | 0 | 0 | 0 | 0 | 0 | 0 | 0 | 0 | 0 | 0 | 0 | 0 | 0 | 1862042.5255 | 0 | 0 | 0 | 3510602.4684 | 0 | 0 | 0 | 7021204.9368 | 0 | 0 | 0 | 14042409.8735 | 0 | 0 | 0 | 28084819.7471 | 0 | 0 | 0 | 35106024.6839 | 0 | 0 | 0 | 21558273 | 0 | 0 | 0 | 0 | 0 | 0 | 0 | 0 | 0 | 0 | 0 | 0 | 0 | 0 | 0 | 0 | 0 | 0 | 0 | 0 | 0 | 0 | 0 | 0 | 0 | 0 | 0 | 0 | 0 | 0 | 0 | 0 | 0 | 0 | 0 | 0 | 0 | 0 | 0 | 0 | 0 | 0 | 0 | 0 | 0 | 0 | 0 | 0 | 0 | 0 | 0 | 0 | 0 | 0 | 0 | 0 | 0 | 0 | 0 | 0 | 0 | 0 | 0 | 0 | 0 | 0 | 0 | 0 | 0 | 0 | 0 | 0
50 | 52 |  | 52 |  |  | Insurance | 0 | 0 | 0 | 0 | 0 | 0 | 0 | 0 | 0 | 0 | 0 | 0 | 0 | 0 | 0 | 0 | 0 | 0 | 0 | 0 | 0 | 0 | 0 | 0 | 0 | 0 | 0 | 0 | 0 | 0 | 0 | 0 | 0 | 0 | 0 | 0 | 0 | 0 | 0 | 0 | 0 | 0 | 0 | 0 | 0 | 0 | 0 | 0 | 0 | 0 | 0 | 0 | 0 | 0 | 0 | 0 | 115077000 | 0 | 0 | 115077000 | 62192000 | 0 | 0 | 62192000 | 31670000 | 0 | 0 | 31670000 | 49529000 | 0 | 0 | 49589000 | 28957000 | 0 | 0 | 28957000 | 0 | 0 | 0 | 0 | 0 | 0 | 0 | 0 | 0 | 0 | 0 | 0 | 0 | 0 | 0 | 0 | 0 | 0 | 0 | 0 | 0 | 0 | 0 | 0 | 0 | 0 | 0 | 9189644.7377 | 0 | 0 | 0 | 13714531.0366 | 0 | 0 | 0 | 22939414.743 | 0 | 0 | 0 | 40758096.0306 | 0 | 0 | 0 | 74191949.2267 | 0 | 0 | 0 | 90368241.0871 | 0 | 0 | 0 | 15210337 | 0 | 0 | 0 | 0 | 0 | 0 | 0 | 0 | 0 | 0 | 0 | 0 | 0 | 0 | 0 | 0 | 0 | 0 | 0 | 16867000 | 0 | 0 | 0 | 15584000 | 0 | 0 | 0 | 14979000 | 0 | 0 | 0 | 29513000 | 0 | 0 | 0 | 49053411 | 0 | 0 | 0 | 42674342 | 0 | 0 | 0 | 42010827 | 0 | 0 | 0 | 50925534 | 0 | 0 | 0 | 44524775 | 0 | 0 | 0 | 43895939 | 0 | 0 | 0 | 34459794 | 0 | 0 | 0 | 28032635 | 0 | 0 | 0 | 27293197 | 0 | 0 | 0 | 0
50 | 53 |  | 53 |  |  | Spent Fuel Storage | 0 | 0 | 0 | 0 | 0 | 0 | 0 | 0 | 0 | 0 | 0 | 0 | 0 | 0 | 0 | 0 | 0 | 0 | 0 | 0 | 0 | 0 | 0 | 0 | 0 | 0 | 0 | 0 | 0 | 0 | 0 | 0 | 0 | 0 | 0 | 0 | 0 | 0 | 0 | 0 | 0 | 0 | 0 | 0 | 0 | 0 | 0 | 0 | 0 | 0 | 0 | 0 | 0 | 0 | 0 | 0 | 0 | 0 | 0 | 0 | 0 | 0 | 0 | 0 | 0 | 0 | 0 | 0 | 0 | 0 | 0 | 0 | 0 | 0 | 0 | 0 | 0 | 0 | 0 | 0 | 0 | 0 | 0 | 0 | 0 | 0 | 0 | 0 | 0 | 0 | 0 | 0 | 0 | 0 | 0 | 0 | 0 | 0 | 0 | 0 | 0 | 0 | 0 | 0 | 0 | 0 | 0 | 0 | 0 | 0 | 0 | 0 | 0 | 0 | 0 | 0 | 0 | 0 | 0 | 0 | 0 | 0 | 0 | 0 | 0 | 0 | 0 | 0 | 0 | 0 | 0 | 0 | 0 | 0 | 0 | 0 | 0 | 0 | 0 | 0 | 0 | 0 | 0 | 0 | 0 | 0 | 0 | 0 | 0 | 0 | 0 | 0 | 0 | 0 | 0 | 0 | 0 | 0 | 0 | 0 | 0 | 0 | 0 | 0 | 0 | 0 | 0 | 0 | 0 | 0 | 0 | 0 | 0 | 0 | 0 | 0 | 0 | 0 | 0 | 0 | 0 | 0 | 0 | 0 | 0 | 0 | 0 | 0 | 0 | 0 | 0 | 0 | 0 | 0 | 0 | 0 | 0 | 0 | 0 | 0
50 | 54 |  | 54 |  |  | Decommissioning | 0 | 0 | 0 | 123200000 | 0 | 0 | 0 | 491810000 | 0 | 0 | 0 | 123210000 | 0 | 0 | 0 | 491810000 | 0 | 0 | 0 | 72010000 | 0 | 0 | 0 | 287030000 | 0 | 0 | 0 | 72010000 | 0 | 0 | 0 | 287030000 | 0 | 0 | 0 | 0 | 0 | 0 | 0 | 0 | 0 | 0 | 0 | 0 | 0 | 0 | 0 | 0 | 0 | 0 | 0 | 0 | 0 | 0 | 0 | 0 | 0 | 0 | 0 | 0 | 0 | 0 | 0 | 0 | 0 | 0 | 0 | 0 | 0 | 0 | 0 | 0 | 0 | 0 | 0 | 0 | 0 | 0 | 0 | 0 | 0 | 0 | 0 | 0 | 0 | 0 | 0 | 0 | 0 | 0 | 0 | 0 | 0 | 0 | 0 | 0 | 0 | 0 | 0 | 0 | 0 | 0 | 0 | 14606673.4438 | 0 | 0 | 0 | 14606673.4438 | 0 | 0 | 0 | 15460830.1853 | 0 | 0 | 0 | 18450378.7805 | 0 | 0 | 0 | 18521558.509 | 0 | 0 | 0 | 18521558.509 | 0 | 0 | 0 | 0 | 0 | 0 | 0 | 0 | 0 | 0 | 0 | 0 | 0 | 0 | 0 | 0 | 0 | 0 | 0 | 0 | 0 | 0 | 0 | 1284246.5753 | 1284246.5753 | 1284246.5753 | 1284246.5753 | 1284246.5753 | 1284246.5753 | 1284246.5753 | 1284246.5753 | 1284246.5753 | 0 | 0 | 0 | 0 | 0 | 0 | 0 | 0 | 0 | 0 | 0 | 0 | 0 | 0 | 0 | 0 | 0 | 0 | 0 | 0 | 0 | 0 | 0 | 0 | 0 | 0 | 0 | 0 | 0 | 0 | 0 | 0 | 0 | 0 | 0 | 0 | 0 | 0 | 0 | 0 | 0 | 0 | 0 | 0
50 | 55 |  | 55 |  |  | Other Owners' Costs | 0 | 0 | 0 | 0 | 0 | 0 | 0 | 0 | 0 | 0 | 0 | 0 | 0 | 0 | 0 | 0 | 0 | 0 | 0 | 0 | 0 | 0 | 0 | 0 | 0 | 0 | 0 | 0 | 0 | 0 | 0 | 0 | 0 | 0 | 0 | 0 | 0 | 0 | 0 | 0 | 0 | 0 | 0 | 0 | 0 | 0 | 0 | 0 | 0 | 0 | 0 | 0 | 0 | 0 | 0 | 0 | 0 | 0 | 0 | 0 | 0 | 0 | 0 | 0 | 0 | 0 | 0 | 0 | 0 | 0 | 0 | 0 | 0 | 0 | 0 | 0 | 0 | 0 | 0 | 0 | 0 | 0 | 0 | 0 | 0 | 0 | 0 | 0 | 0 | 0 | 0 | 0 | 0 | 0 | 0 | 0 | 0 | 0 | 0 | 0 | 0 | 0 | 0 | 0 | 0 | 0 | 0 | 0 | 0 | 0 | 0 | 0 | 0 | 0 | 0 | 0 | 0 | 0 | 0 | 0 | 0 | 0 | 0 | 0 | 0 | 0 | 0 | 7000000 | 0 | 0 | 0 | 0 | 0 | 0 | 0 | 0 | 0 | 0 | 0 | 0 | 0 | 0 | 0 | 0 | 0 | 0 | 0 | 0 | 0 | 0 | 0 | 0 | 0 | 0 | 0 | 0 | 0 | 0 | 0 | 0 | 0 | 0 | 0 | 0 | 0 | 0 | 0 | 0 | 0 | 0 | 0 | 0 | 0 | 0 | 0 | 0 | 0 | 0 | 0 | 0 | 0 | 0 | 0 | 0 | 0 | 0 | 0 | 0 | 0 | 0 | 0 | 0 | 0 | 0 | 0 | 0 | 0 | 0 | 0 | 0
50 | 56 |  | 56 |  |  | Fees | 0 | 0 | 0 | 0 | 0 | 0 | 0 | 0 | 0 | 0 | 0 | 0 | 0 | 0 | 0 | 0 | 0 | 0 | 0 | 0 | 0 | 0 | 0 | 0 | 0 | 0 | 0 | 0 | 0 | 0 | 0 | 0 | 0 | 0 | 0 | 0 | 0 | 0 | 0 | 0 | 0 | 0 | 0 | 0 | 0 | 0 | 0 | 0 | 0 | 0 | 0 | 0 | 0 | 0 | 0 | 0 | 0 | 0 | 0 | 0 | 0 | 0 | 0 | 0 | 0 | 0 | 0 | 0 | 0 | 0 | 0 | 0 | 0 | 0 | 0 | 0 | 0 | 0 | 0 | 0 | 0 | 0 | 0 | 0 | 0 | 0 | 0 | 0 | 0 | 0 | 0 | 0 | 0 | 0 | 0 | 0 | 0 | 0 | 0 | 0 | 0 | 0 | 0 | 0 | 0 | 0 | 0 | 0 | 0 | 0 | 0 | 0 | 0 | 0 | 0 | 0 | 0 | 0 | 0 | 0 | 0 | 0 | 0 | 0 | 0 | 0 | 0 | 121682693 | 0 | 0 | 0 | 0 | 0 | 0 | 0 | 0 | 0 | 0 | 0 | 0 | 0 | 0 | 0 | 0 | 0 | 0 | 0 | 0 | 0 | 0 | 0 | 0 | 0 | 0 | 0 | 0 | 0 | 0 | 0 | 0 | 0 | 0 | 0 | 0 | 0 | 0 | 0 | 0 | 0 | 0 | 0 | 0 | 0 | 0 | 0 | 0 | 0 | 0 | 0 | 0 | 0 | 0 | 0 | 0 | 0 | 0 | 0 | 0 | 0 | 0 | 0 | 0 | 0 | 0 | 0 | 0 | 0 | 0 | 0 | 0
50 | 57 |  | 57 |  |  | Management Reserve | 0 | 0 | 0 | 0 | 0 | 0 | 0 | 0 | 0 | 0 | 0 | 0 | 0 | 0 | 0 | 0 | 0 | 0 | 0 | 0 | 0 | 0 | 0 | 0 | 0 | 0 | 0 | 0 | 0 | 0 | 0 | 0 | 0 | 0 | 0 | 0 | 0 | 0 | 0 | 0 | 0 | 0 | 0 | 0 | 0 | 0 | 0 | 0 | 0 | 0 | 0 | 0 | 0 | 0 | 0 | 0 | 0 | 0 | 0 | 0 | 0 | 0 | 0 | 0 | 0 | 0 | 0 | 0 | 0 | 0 | 0 | 0 | 0 | 0 | 0 | 0 | 0 | 0 | 0 | 0 | 0 | 0 | 0 | 0 | 0 | 0 | 0 | 0 | 0 | 0 | 0 | 0 | 0 | 0 | 0 | 0 | 0 | 0 | 0 | 0 | 0 | 0 | 0 | 0 | 0 | 0 | 0 | 0 | 0 | 0 | 0 | 0 | 0 | 0 | 0 | 0 | 0 | 0 | 0 | 0 | 0 | 0 | 0 | 0 | 0 | 0 | 0 | 0 | 0 | 0 | 0 | 0 | 0 | 0 | 0 | 0 | 0 | 0 | 0 | 0 | 0 | 0 | 0 | 0 | 0 | 0 | 0 | 0 | 0 | 0 | 0 | 0 | 0 | 0 | 0 | 0 | 0 | 0 | 0 | 0 | 0 | 0 | 0 | 0 | 0 | 0 | 0 | 0 | 0 | 0 | 0 | 0 | 0 | 0 | 0 | 0 | 0 | 0 | 0 | 0 | 0 | 0 | 0 | 0 | 0 | 0 | 0 | 0 | 0 | 0 | 0 | 0 | 0 | 0 | 0 | 0 | 0 | 0 | 0 | 0
50 | 59 |  | 59 |  |  | Supplementary Contingencies | 0 | 0 | 0 | 0 | 0 | 0 | 0 | 0 | 0 | 0 | 0 | 0 | 0 | 0 | 0 | 0 | 0 | 0 | 0 | 0 | 0 | 0 | 0 | 0 | 0 | 0 | 0 | 0 | 0 | 0 | 0 | 0 | 0 | 0 | 0 | 0 | 0 | 0 | 0 | 0 | 0 | 0 | 0 | 0 | 0 | 0 | 0 | 0 | 0 | 0 | 0 | 0 | 0 | 0 | 0 | 0 | 0 | 0 | 0 | 0 | 0 | 0 | 0 | 0 | 0 | 0 | 0 | 0 | 0 | 0 | 0 | 0 | 0 | 0 | 0 | 0 | 0 | 0 | 0 | 0 | 0 | 0 | 0 | 0 | 0 | 0 | 0 | 0 | 0 | 0 | 0 | 0 | 0 | 0 | 0 | 0 | 0 | 0 | 0 | 0 | 0 | 0 | 0 | 35320453.856 | 0 | 0 | 0 | 64271242.8445 | 0 | 0 | 0 | 125667379.589 | 0 | 0 | 0 | 250951035.4986 | 0 | 0 | 0 | 510365783.734 | 0 | 0 | 0 | 645260502.4255 | 0 | 0 | 0 | 0 | 0 | 0 | 0 | 0 | 0 | 0 | 0 | 0 | 0 | 0 | 0 | 0 | 0 | 0 | 0 | 0 | 0 | 0 | 0 | 0 | 0 | 0 | 0 | 0 | 0 | 0 | 0 | 0 | 0 | 0 | 0 | 0 | 0 | 0 | 0 | 0 | 0 | 0 | 0 | 0 | 0 | 0 | 0 | 0 | 0 | 0 | 0 | 0 | 0 | 0 | 0 | 0 | 0 | 0 | 0 | 0 | 0 | 0 | 0 | 0 | 0 | 0 | 0 | 0 | 0 | 0 | 0 | 0 | 0 | 0 | 0 | 0

## MASTER_DATA_ESCALATED
Opperational Parameters
[6 empty] | Source | Techno-Economic Analysis Advancements in FY-23 | Techno-Economic Analysis Advancements in FY-23 | Techno-Economic Analysis Advancements in FY-23 | Sensitivity of HTGR Heat and Power Production to Reactor Outlet, Temperature, Economic Analysis | Sensitivity of HTGR Heat and Power Production to Reactor Outlet, Temperature, Economic Analysis | Sensitivity of HTGR Heat and Power Production to Reactor Outlet, Temperature, Economic Analysis | Sensitivity of HTGR Heat and Power Production to Reactor Outlet, Temperature, Economic Analysis | Sensitivity of HTGR Heat and Power Production to Reactor Outlet, Temperature, Economic Analysis | Sensitivity of HTGR Heat and Power Production to Reactor Outlet, Temperature, Economic Analysis | Sensitivity of HTGR Heat and Power Production to Reactor Outlet, Temperature, Economic Analysis | Sensitivity of HTGR Heat and Power Production to Reactor Outlet, Temperature, Economic Analysis | Sensitivity of HTGR Heat and Power Production to Reactor Outlet, Temperature, Economic Analysis | Sensitivity of HTGR Heat and Power Production to Reactor Outlet, Temperature, Economic Analysis | Sensitivity of HTGR Heat and Power Production to Reactor Outlet, Temperature, Economic Analysis | Sensitivity of HTGR Heat and Power Production to Reactor Outlet, Temperature, Economic Analysis | Sensitivity of HTGR Heat and Power Production to Reactor Outlet, Temperature, Economic Analysis | Sensitivity of HTGR Heat and Power Production to Reactor Outlet, Temperature, Economic Analysis | Sensitivity of HTGR Heat and Power Production to Reactor Outlet, Temperature, Economic Analysis | Sensitivity of HTGR Heat and Power Production to Reactor Outlet, Temperature, Economic Analysis | Sensitivity of HTGR Heat and Power Production to Reactor Outlet, Temperature, Economic Analysis | Sensitivity of HTGR Heat and Power Production to Reactor Outlet, Temperature, Economic Analysis | Sensitivity of HTGR Heat and Power Production to Reactor Outlet, Temperature, Economic Analysis | Sensitivity of HTGR Heat and Power Production to Reactor Outlet, Temperature, Economic Analysis | Sensitivity of HTGR Heat and Power Production to Reactor Outlet, Temperature, Economic Analysis | Sensitivity of HTGR Heat and Power Production to Reactor Outlet, Temperature, Economic Analysis | Sensitivity of HTGR Heat and Power Production to Reactor Outlet, Temperature, Economic Analysis | Sensitivity of HTGR Heat and Power Production to Reactor Outlet, Temperature, Economic Analysis | Sensitivity of HTGR Heat and Power Production to Reactor Outlet, Temperature, Economic Analysis | Sensitivity of HTGR Heat and Power Production to Reactor Outlet, Temperature, Economic Analysis | Sensitivity of HTGR Heat and Power Production to Reactor Outlet, Temperature, Economic Analysis | Sensitivity of HTGR Heat and Power Production to Reactor Outlet, Temperature, Economic Analysis | Sensitivity of HTGR Heat and Power Production to Reactor Outlet, Temperature, Economic Analysis | Stewart, W. R., Shirvan, K., Velez, E., & Wiser, R. Pathways to Cost-effective Advanced Nuclear Technology. | Stewart, W. R., Shirvan, K., Velez, E., & Wiser, R. Pathways to Cost-effective Advanced Nuclear Technology. | Stewart, W. R., Shirvan, K., Velez, E., & Wiser, R. Pathways to Cost-effective Advanced Nuclear Technology. | Stewart, W. R., Shirvan, K., Velez, E., & Wiser, R. Pathways to Cost-effective Advanced Nuclear Technology. | Stewart, W. R., Shirvan, K., Velez, E., & Wiser, R. Pathways to Cost-effective Advanced Nuclear Technology. | Stewart, W. R., Shirvan, K., Velez, E., & Wiser, R. Pathways to Cost-effective Advanced Nuclear Technology. | Stewart, W. R., Shirvan, K., Velez, E., & Wiser, R. Pathways to Cost-effective Advanced Nuclear Technology. | Stewart, W. R., Shirvan, K., Velez, E., & Wiser, R. Pathways to Cost-effective Advanced Nuclear Technology. | Stewart, W. R., Shirvan, K., Velez, E., & Wiser, R. Pathways to Cost-effective Advanced Nuclear Technology. | Stewart, W. R., Shirvan, K., Velez, E., & Wiser, R. Pathways to Cost-effective Advanced Nuclear Technology. | Stewart, W. R., Shirvan, K., Velez, E., & Wiser, R. Pathways to Cost-effective Advanced Nuclear Technology. | Stewart, W. R., Shirvan, K., Velez, E., & Wiser, R. Pathways to Cost-effective Advanced Nuclear Technology. | Stewart, W. R., Shirvan, K., Velez, E., & Wiser, R. Pathways to Cost-effective Advanced Nuclear Technology. | Stewart, W. R., Shirvan, K., Velez, E., & Wiser, R. Pathways to Cost-effective Advanced Nuclear Technology. | Stewart, W. R., Shirvan, K., Velez, E., & Wiser, R. Pathways to Cost-effective Advanced Nuclear Technology. | Stewart, W. R., Shirvan, K., Velez, E., & Wiser, R. Pathways to Cost-effective Advanced Nuclear Technology. | Stewart, W. R., Shirvan, K., Velez, E., & Wiser, R. Pathways to Cost-effective Advanced Nuclear Technology. | Stewart, W. R., Shirvan, K., Velez, E., & Wiser, R. Pathways to Cost-effective Advanced Nuclear Technology. | Stewart, W. R., Shirvan, K., Velez, E., & Wiser, R. Pathways to Cost-effective Advanced Nuclear Technology. | Stewart, W. R., Shirvan, K., Velez, E., & Wiser, R. Pathways to Cost-effective Advanced Nuclear Technology. | Stewart, W. R., Shirvan, K., Velez, E., & Wiser, R. Pathways to Cost-effective Advanced Nuclear Technology. | Stewart, W. R., Shirvan, K., Velez, E., & Wiser, R. Pathways to Cost-effective Advanced Nuclear Technology. | Stewart, W. R., Shirvan, K., Velez, E., & Wiser, R. Pathways to Cost-effective Advanced Nuclear Technology. | Stewart, W. R., Shirvan, K., Velez, E., & Wiser, R. Pathways to Cost-effective Advanced Nuclear Technology. | Oak Ridge National Labs, 1986. Phase VIII Update (1986) Report For The Energy Economic Data Base Program EEDB,Table 5-3 (PWR Median Experience) | Oak Ridge National Labs, 1986. Phase VIII Update (1986) Report For The Energy Economic Data Base Program EEDB,Table 5-3 (PWR Median Experience) | Oak Ridge National Labs, 1986. Phase VIII Update (1986) Report For The Energy Economic Data Base Program EEDB,Table 5-3 (PWR Median Experience) | Oak Ridge National Labs, 1986. Phase VIII Update (1986) Report For The Energy Economic Data Base Program EEDB,Table 5-3 (PWR Median Experience) | Oak Ridge National Labs, 1986. Phase VIII Update (1986) Report For The Energy Economic Data Base Program EEDB,Table 5-3 (PWR Median Experience) | Oak Ridge National Labs, 1986. Phase VIII Update (1986) Report For The Energy Economic Data Base Program EEDB,Table 5-3 (PWR Median Experience) | Oak Ridge National Labs, 1986. Phase VIII Update (1986) Report For The Energy Economic Data Base Program EEDB,Table 5-3 (PWR Median Experience) | Oak Ridge National Labs, 1986. Phase VIII Update (1986) Report For The Energy Economic Data Base Program EEDB,Table 5-3 (PWR Median Experience) | Oak Ridge National Labs, 1986. Phase VIII Update (1986) Report For The Energy Economic Data Base Program EEDB,Table 5-3 (PWR Median Experience) | Oak Ridge National Labs, 1986. Phase VIII Update (1986) Report For The Energy Economic Data Base Program EEDB,Table 5-3 (PWR Median Experience) | Oak Ridge National Labs, 1986. Phase VIII Update (1986) Report For The Energy Economic Data Base Program EEDB,Table 5-3 (PWR Median Experience) | Oak Ridge National Labs, 1986. Phase VIII Update (1986) Report For The Energy Economic Data Base Program EEDB,Table 5-3 (PWR Median Experience) | EEDB PWR Best Experience | EEDB PWR Best Experience | EEDB PWR Best Experience | EEDB PWR Best Experience | EEDB PWR Best Experience | EEDB PWR Best Experience | EEDB PWR Best Experience | EEDB PWR Best Experience | 0 | 0 | 0 | NPR Capacity Cost Evaluation | 0 | 0 | 0 | NPR Capacity Cost Evaluation | 0 | 0 | 0 | NPR Capacity Cost Evaluation | Stewart and Shirvan | Stewart and Shirvan | Stewart and Shirvan | Stewart and Shirvan | Stewart et. al. | Stewart et. al. | Stewart et. al. | Stewart et. al. | 0 | 0 | 0 | Shirvan Private Communication (Tim Cat Data) | SFR STRAT | SFR STRAT | SFR STRAT | SFR STRAT | SFR STRAT | SFR STRAT | SFR STRAT | SFR STRAT | SFR STRAT | SFR STRAT | SFR STRAT | SFR STRAT | SFR STRAT | SFR STRAT | SFR STRAT | SFR STRAT | SFR STRAT | SFR STRAT | SFR STRAT | SFR STRAT | SFR STRAT | SFR STRAT | SFR STRAT | SFR STRAT | VTR: INL/EXT-20-58330 | VTR: INL/EXT-20-58330 | VTR: INL/EXT-20-58330 | VTR: INL/EXT-20-58330 | Boise State University | Boise State University | Boise State University | Boise State University | Report on the Update of Fuel Cycle Cost Algorithms | Report on the Update of Fuel Cycle Cost Algorithms | Report on the Update of Fuel Cycle Cost Algorithms | Report on the Update of Fuel Cycle Cost Algorithms | Advanced High Temperature Reactor Systems and Economic Analysis | Advanced High Temperature Reactor Systems and Economic Analysis | Advanced High Temperature Reactor Systems and Economic Analysis | Advanced High Temperature Reactor Systems and Economic Analysis | Advanced High Temperature Reactor Systems and Economic Analysis | Advanced High Temperature Reactor Systems and Economic Analysis | Advanced High Temperature Reactor Systems and Economic Analysis | Advanced High Temperature Reactor Systems and Economic Analysis | D0E-HTGR-87-086 | D0E-HTGR-87-087 | D0E-HTGR-87-088 | D0E-HTGR-87-089 | D0E-HTGR-87-086 | D0E-HTGR-87-087 | D0E-HTGR-87-088 | D0E-HTGR-87-089 | D0E-HTGR-87-086 | D0E-HTGR-87-087 | D0E-HTGR-87-088 | D0E-HTGR-87-089 | D0E-HTGR-87-086 | D0E-HTGR-87-087 | D0E-HTGR-87-088 | D0E-HTGR-87-089 | ORNL/GA/etc | ORNL/GA/etc | ORNL/GA/etc | ORNL/GA/etc | ORNL/GA/etc | ORNL/GA/etc | ORNL/GA/etc | ORNL/GA/etc | ORNL/GA/etc | ORNL/GA/etc | ORNL/GA/etc | ORNL/GA/etc | ORNL/GA/etc | ORNL/GA/etc | ORNL/GA/etc | ORNL/GA/etc | ORNL/GA/etc | ORNL/GA/etc | ORNL/GA/etc | ORNL/GA/etc | ORNL/GA/etc | ORNL/GA/etc | ORNL/GA/etc | ORNL/GA/etc | ORNL/GA/etc | ORNL/GA/etc | ORNL/GA/etc | ORNL/GA/etc | ORNL/GA/etc | ORNL/GA/etc | ORNL/GA/etc | ORNL/GA/etc | ORNL/GA/etc | ORNL/GA/etc | ORNL/GA/etc | ORNL/GA/etc
[6 empty] | Link | TEV | TEV | TEV | https://art.inl.gov/NGNP/INL%20Documents/Year%202010/Sensitivity%20of%20HTGR%20Heat%20and%20Power%20Production%20to%20Reactor%20Outlet%20Temperature%20-%20Economic%20Analysis.pdf | https://art.inl.gov/NGNP/INL%20Documents/Year%202010/Sensitivity%20of%20HTGR%20Heat%20and%20Power%20Production%20to%20Reactor%20Outlet%20Temperature%20-%20Economic%20Analysis.pdf | https://art.inl.gov/NGNP/INL%20Documents/Year%202010/Sensitivity%20of%20HTGR%20Heat%20and%20Power%20Production%20to%20Reactor%20Outlet%20Temperature%20-%20Economic%20Analysis.pdf | https://art.inl.gov/NGNP/INL%20Documents/Year%202010/Sensitivity%20of%20HTGR%20Heat%20and%20Power%20Production%20to%20Reactor%20Outlet%20Temperature%20-%20Economic%20Analysis.pdf | https://art.inl.gov/NGNP/INL%20Documents/Year%202010/Sensitivity%20of%20HTGR%20Heat%20and%20Power%20Production%20to%20Reactor%20Outlet%20Temperature%20-%20Economic%20Analysis.pdf | https://art.inl.gov/NGNP/INL%20Documents/Year%202010/Sensitivity%20of%20HTGR%20Heat%20and%20Power%20Production%20to%20Reactor%20Outlet%20Temperature%20-%20Economic%20Analysis.pdf | https://art.inl.gov/NGNP/INL%20Documents/Year%202010/Sensitivity%20of%20HTGR%20Heat%20and%20Power%20Production%20to%20Reactor%20Outlet%20Temperature%20-%20Economic%20Analysis.pdf | https://art.inl.gov/NGNP/INL%20Documents/Year%202010/Sensitivity%20of%20HTGR%20Heat%20and%20Power%20Production%20to%20Reactor%20Outlet%20Temperature%20-%20Economic%20Analysis.pdf | https://art.inl.gov/NGNP/INL%20Documents/Year%202010/Sensitivity%20of%20HTGR%20Heat%20and%20Power%20Production%20to%20Reactor%20Outlet%20Temperature%20-%20Economic%20Analysis.pdf | https://art.inl.gov/NGNP/INL%20Documents/Year%202010/Sensitivity%20of%20HTGR%20Heat%20and%20Power%20Production%20to%20Reactor%20Outlet%20Temperature%20-%20Economic%20Analysis.pdf | https://art.inl.gov/NGNP/INL%20Documents/Year%202010/Sensitivity%20of%20HTGR%20Heat%20and%20Power%20Production%20to%20Reactor%20Outlet%20Temperature%20-%20Economic%20Analysis.pdf | https://art.inl.gov/NGNP/INL%20Documents/Year%202010/Sensitivity%20of%20HTGR%20Heat%20and%20Power%20Production%20to%20Reactor%20Outlet%20Temperature%20-%20Economic%20Analysis.pdf | https://art.inl.gov/NGNP/INL%20Documents/Year%202010/Sensitivity%20of%20HTGR%20Heat%20and%20Power%20Production%20to%20Reactor%20Outlet%20Temperature%20-%20Economic%20Analysis.pdf | https://art.inl.gov/NGNP/INL%20Documents/Year%202010/Sensitivity%20of%20HTGR%20Heat%20and%20Power%20Production%20to%20Reactor%20Outlet%20Temperature%20-%20Economic%20Analysis.pdf | https://art.inl.gov/NGNP/INL%20Documents/Year%202010/Sensitivity%20of%20HTGR%20Heat%20and%20Power%20Production%20to%20Reactor%20Outlet%20Temperature%20-%20Economic%20Analysis.pdf | https://art.inl.gov/NGNP/INL%20Documents/Year%202010/Sensitivity%20of%20HTGR%20Heat%20and%20Power%20Production%20to%20Reactor%20Outlet%20Temperature%20-%20Economic%20Analysis.pdf | https://art.inl.gov/NGNP/INL%20Documents/Year%202010/Sensitivity%20of%20HTGR%20Heat%20and%20Power%20Production%20to%20Reactor%20Outlet%20Temperature%20-%20Economic%20Analysis.pdf | https://art.inl.gov/NGNP/INL%20Documents/Year%202010/Sensitivity%20of%20HTGR%20Heat%20and%20Power%20Production%20to%20Reactor%20Outlet%20Temperature%20-%20Economic%20Analysis.pdf | https://art.inl.gov/NGNP/INL%20Documents/Year%202010/Sensitivity%20of%20HTGR%20Heat%20and%20Power%20Production%20to%20Reactor%20Outlet%20Temperature%20-%20Economic%20Analysis.pdf | https://art.inl.gov/NGNP/INL%20Documents/Year%202010/Sensitivity%20of%20HTGR%20Heat%20and%20Power%20Production%20to%20Reactor%20Outlet%20Temperature%20-%20Economic%20Analysis.pdf | https://art.inl.gov/NGNP/INL%20Documents/Year%202010/Sensitivity%20of%20HTGR%20Heat%20and%20Power%20Production%20to%20Reactor%20Outlet%20Temperature%20-%20Economic%20Analysis.pdf | https://art.inl.gov/NGNP/INL%20Documents/Year%202010/Sensitivity%20of%20HTGR%20Heat%20and%20Power%20Production%20to%20Reactor%20Outlet%20Temperature%20-%20Economic%20Analysis.pdf | https://art.inl.gov/NGNP/INL%20Documents/Year%202010/Sensitivity%20of%20HTGR%20Heat%20and%20Power%20Production%20to%20Reactor%20Outlet%20Temperature%20-%20Economic%20Analysis.pdf | https://art.inl.gov/NGNP/INL%20Documents/Year%202010/Sensitivity%20of%20HTGR%20Heat%20and%20Power%20Production%20to%20Reactor%20Outlet%20Temperature%20-%20Economic%20Analysis.pdf | https://art.inl.gov/NGNP/INL%20Documents/Year%202010/Sensitivity%20of%20HTGR%20Heat%20and%20Power%20Production%20to%20Reactor%20Outlet%20Temperature%20-%20Economic%20Analysis.pdf | https://art.inl.gov/NGNP/INL%20Documents/Year%202010/Sensitivity%20of%20HTGR%20Heat%20and%20Power%20Production%20to%20Reactor%20Outlet%20Temperature%20-%20Economic%20Analysis.pdf | https://art.inl.gov/NGNP/INL%20Documents/Year%202010/Sensitivity%20of%20HTGR%20Heat%20and%20Power%20Production%20to%20Reactor%20Outlet%20Temperature%20-%20Economic%20Analysis.pdf | https://art.inl.gov/NGNP/INL%20Documents/Year%202010/Sensitivity%20of%20HTGR%20Heat%20and%20Power%20Production%20to%20Reactor%20Outlet%20Temperature%20-%20Economic%20Analysis.pdf | https://art.inl.gov/NGNP/INL%20Documents/Year%202010/Sensitivity%20of%20HTGR%20Heat%20and%20Power%20Production%20to%20Reactor%20Outlet%20Temperature%20-%20Economic%20Analysis.pdf | main article: https://www.energy-proceedings.org/pathways-to-cost-effective-advanced-nuclear-technology/ and ref[16] for MIT study: chrome-extension://efaidnbmnnnibpcajpcglclefindmkaj/ https://energy.mit.edu/wp-content/uploads/2018/09/The-Future-of-Nuclear-Energy-in-a-Carbon-Constrained-World.pdf | main article: https://www.energy-proceedings.org/pathways-to-cost-effective-advanced-nuclear-technology/ and ref[16] for MIT study: chrome-extension://efaidnbmnnnibpcajpcglclefindmkaj/https://energy.mit.edu/wp-content/uploads/2018/09/The-Future-of-Nuclear-Energy-in-a-Carbon-Constrained-World.pdf | main article: https://www.energy-proceedings.org/pathways-to-cost-effective-advanced-nuclear-technology/ and ref[16] for MIT study: chrome-extension://efaidnbmnnnibpcajpcglclefindmkaj/https://energy.mit.edu/wp-content/uploads/2018/09/The-Future-of-Nuclear-Energy-in-a-Carbon-Constrained-World.pdf | main article: https://www.energy-proceedings.org/pathways-to-cost-effective-advanced-nuclear-technology/ and ref[16] for MIT study: chrome-extension://efaidnbmnnnibpcajpcglclefindmkaj/https://energy.mit.edu/wp-content/uploads/2018/09/The-Future-of-Nuclear-Energy-in-a-Carbon-Constrained-World.pdf | main article: https://www.energy-proceedings.org/pathways-to-cost-effective-advanced-nuclear-technology/ and ref[16] for MIT study: chrome-extension://efaidnbmnnnibpcajpcglclefindmkaj/https://energy.mit.edu/wp-content/uploads/2018/09/The-Future-of-Nuclear-Energy-in-a-Carbon-Constrained-World.pdf | main article: https://www.energy-proceedings.org/pathways-to-cost-effective-advanced-nuclear-technology/ and ref[16] for MIT study: chrome-extension://efaidnbmnnnibpcajpcglclefindmkaj/https://energy.mit.edu/wp-content/uploads/2018/09/The-Future-of-Nuclear-Energy-in-a-Carbon-Constrained-World.pdf | main article: https://www.energy-proceedings.org/pathways-to-cost-effective-advanced-nuclear-technology/ and ref[16] for MIT study: chrome-extension://efaidnbmnnnibpcajpcglclefindmkaj/https://energy.mit.edu/wp-content/uploads/2018/09/The-Future-of-Nuclear-Energy-in-a-Carbon-Constrained-World.pdf | main article: https://www.energy-proceedings.org/pathways-to-cost-effective-advanced-nuclear-technology/ and ref[16] for MIT study: chrome-extension://efaidnbmnnnibpcajpcglclefindmkaj/https://energy.mit.edu/wp-content/uploads/2018/09/The-Future-of-Nuclear-Energy-in-a-Carbon-Constrained-World.pdf | https://www.energy-proceedings.org/pathways-to-cost-effective-advanced-nuclear-technology/ | https://www.energy-proceedings.org/pathways-to-cost-effective-advanced-nuclear-technology/ | https://www.energy-proceedings.org/pathways-to-cost-effective-advanced-nuclear-technology/ | https://www.energy-proceedings.org/pathways-to-cost-effective-advanced-nuclear-technology/ | https://www.energy-proceedings.org/pathways-to-cost-effective-advanced-nuclear-technology/ | https://www.energy-proceedings.org/pathways-to-cost-effective-advanced-nuclear-technology/ | https://www.energy-proceedings.org/pathways-to-cost-effective-advanced-nuclear-technology/ | https://www.energy-proceedings.org/pathways-to-cost-effective-advanced-nuclear-technology/ | https://www.energy-proceedings.org/pathways-to-cost-effective-advanced-nuclear-technology/ | https://www.energy-proceedings.org/pathways-to-cost-effective-advanced-nuclear-technology/ | https://www.energy-proceedings.org/pathways-to-cost-effective-advanced-nuclear-technology/ | https://www.energy-proceedings.org/pathways-to-cost-effective-advanced-nuclear-technology/ | https://www.energy-proceedings.org/pathways-to-cost-effective-advanced-nuclear-technology/ | https://www.energy-proceedings.org/pathways-to-cost-effective-advanced-nuclear-technology/ | https://www.energy-proceedings.org/pathways-to-cost-effective-advanced-nuclear-technology/ | https://www.energy-proceedings.org/pathways-to-cost-effective-advanced-nuclear-technology/ | https://www.osti.gov/biblio/7227212 | https://www.osti.gov/biblio/7227212 | https://www.osti.gov/biblio/7227212 | https://www.osti.gov/biblio/7227212 | https://www.osti.gov/biblio/7227212 | https://www.osti.gov/biblio/7227212 | https://www.osti.gov/biblio/7227212 | https://www.osti.gov/biblio/7227212 | https://www.osti.gov/biblio/7227212 | https://www.osti.gov/biblio/7227212 | https://www.osti.gov/biblio/7227212 | https://www.osti.gov/biblio/7227212 | https://www.osti.gov/biblio/7227213 | https://www.osti.gov/biblio/7227214 | https://www.osti.gov/biblio/7227215 | https://www.osti.gov/biblio/7227216 | https://www.osti.gov/biblio/7227217 | https://www.osti.gov/biblio/7227218 | https://www.osti.gov/biblio/7227219 | https://www.osti.gov/biblio/7227220 | https://www.osti.gov/biblio/6511284/ | https://www.osti.gov/biblio/6511284/ | https://www.osti.gov/biblio/6511284/ | https://www.osti.gov/biblio/6511284/ | https://www.osti.gov/biblio/6511284/ | https://www.osti.gov/biblio/6511284/ | https://www.osti.gov/biblio/6511284/ | https://www.osti.gov/biblio/6511284/ | https://www.osti.gov/biblio/6511284/ | https://www.osti.gov/biblio/6511284/ | https://www.osti.gov/biblio/6511284/ | https://www.osti.gov/biblio/6511284/ | https://www.sciencedirect.com/science/article/pii/S0029549323001541 | https://www.sciencedirect.com/science/article/pii/S0029549323001541 | https://www.sciencedirect.com/science/article/pii/S0029549323001541 | https://www.sciencedirect.com/science/article/pii/S0029549323001541 | Impact of modularization and site staffing on construction schedule of small and large water reactors (1).pdf | Impact of modularization and site staffing on construction schedule of small and large water reactors (1).pdf | Impact of modularization and site staffing on construction schedule of small and large water reactors (1).pdf | Impact of modularization and site staffing on construction schedule of small and large water reactors (1).pdf | 0 | 0 | 0 | 0 | Teams folder>literature > Strategic Analysis | Teams folder>literature > Strategic Analysis | Teams folder>literature > Strategic Analysis | Teams folder>literature > Strategic Analysis | Teams folder>literature > Strategic Analysis | Teams folder>literature > Strategic Analysis | Teams folder>literature > Strategic Analysis | Teams folder>literature > Strategic Analysis | Teams folder>literature > Strategic Analysis | Teams folder>literature > Strategic Analysis | Teams folder>literature > Strategic Analysis | Teams folder>literature > Strategic Analysis | Teams folder>literature > Strategic Analysis | Teams folder>literature > Strategic Analysis | Teams folder>literature > Strategic Analysis | Teams folder>literature > Strategic Analysis | Teams folder>literature > Strategic Analysis | Teams folder>literature > Strategic Analysis | Teams folder>literature > Strategic Analysis | Teams folder>literature > Strategic Analysis | Teams folder>literature > Strategic Analysis | Teams folder>literature > Strategic Analysis | Teams folder>literature > Strategic Analysis | Teams folder>literature > Strategic Analysis | 0 | 0 | 0 | 0 | https://www.sciencedirect.com/science/article/pii/S1364032118308372?via%3Dihub | https://www.sciencedirect.com/science/article/pii/S1364032118308372?via%3Dihub | https://www.sciencedirect.com/science/article/pii/S1364032118308372?via%3Dihub | https://www.sciencedirect.com/science/article/pii/S1364032118308372?via%3Dihub | https://publications.anl.gov/anlpubs/2018/07/144923.pdf | https://publications.anl.gov/anlpubs/2018/07/144923.pdf | https://publications.anl.gov/anlpubs/2018/07/144923.pdf | https://publications.anl.gov/anlpubs/2018/07/144923.pdf | https://info.ornl.gov/sites/publications/files/Pub32466.pdf | https://info.ornl.gov/sites/publications/files/Pub32466.pdf | https://info.ornl.gov/sites/publications/files/Pub32466.pdf | https://info.ornl.gov/sites/publications/files/Pub32466.pdf | https://info.ornl.gov/sites/publications/files/Pub32466.pdf | https://info.ornl.gov/sites/publications/files/Pub32466.pdf | https://info.ornl.gov/sites/publications/files/Pub32466.pdf | https://info.ornl.gov/sites/publications/files/Pub32466.pdf | https://www.osti.gov/servlets/purl/713993 | https://www.osti.gov/servlets/purl/713993 | https://www.osti.gov/servlets/purl/713993 | https://www.osti.gov/biblio/713993 | https://www.osti.gov/servlets/purl/713993 | https://www.osti.gov/servlets/purl/713993 | https://www.osti.gov/servlets/purl/713993 | https://www.osti.gov/biblio/713993 | https://www.osti.gov/servlets/purl/713993 | https://www.osti.gov/servlets/purl/713993 | https://www.osti.gov/servlets/purl/713993 | https://www.osti.gov/biblio/713993 | https://www.osti.gov/servlets/purl/713993 | https://www.osti.gov/servlets/purl/713993 | https://www.osti.gov/servlets/purl/713993 | https://www.osti.gov/servlets/purl/713993 | https://www.osti.gov/servlets/purl/10198837 | https://www.osti.gov/servlets/purl/10198838 | https://www.osti.gov/servlets/purl/10198839 | https://www.osti.gov/servlets/purl/10198837 | https://www.osti.gov/servlets/purl/10198838 | https://www.osti.gov/servlets/purl/10198839 | https://www.osti.gov/servlets/purl/10198840 | https://www.osti.gov/servlets/purl/10198841 | https://www.osti.gov/servlets/purl/10198842 | https://www.osti.gov/servlets/purl/10198843 | https://www.osti.gov/servlets/purl/10198844 | https://www.osti.gov/servlets/purl/10198845 | https://www.osti.gov/servlets/purl/10198846 | https://www.osti.gov/servlets/purl/10198847 | https://www.osti.gov/servlets/purl/10198848 | https://www.osti.gov/servlets/purl/10198849 | https://www.osti.gov/servlets/purl/10198850 | https://www.osti.gov/servlets/purl/10198851 | https://www.osti.gov/servlets/purl/10198852 | https://www.osti.gov/servlets/purl/10198853 | https://www.osti.gov/servlets/purl/10198854 | https://www.osti.gov/servlets/purl/10198855 | https://www.osti.gov/servlets/purl/10198856 | https://www.osti.gov/servlets/purl/10198857 | https://www.osti.gov/servlets/purl/10198858 | https://www.osti.gov/servlets/purl/10198859 | https://www.osti.gov/servlets/purl/10198860 | https://www.osti.gov/servlets/purl/10198861 | https://www.osti.gov/servlets/purl/10198862 | https://www.osti.gov/servlets/purl/10198863 | https://www.osti.gov/servlets/purl/10198864 | https://www.osti.gov/servlets/purl/10198865 | https://www.osti.gov/servlets/purl/10198866 | https://www.osti.gov/servlets/purl/10198867 | https://www.osti.gov/servlets/purl/10198868 | https://www.osti.gov/servlets/purl/10198869
[6 empty] | Reactor Type (Ex. HTGR, SFR, PWR, etc.) | HTGR | HTGR | HTGR | HTGR | HTGR | HTGR | HTGR | HTGR | HTGR | HTGR | HTGR | HTGR | HTGR | HTGR | HTGR | HTGR | HTGR | HTGR | HTGR | HTGR | HTGR | HTGR | HTGR | HTGR | HTGR | HTGR | HTGR | HTGR | HTGR | HTGR | HTGR | HTGR | PWR | PWR | PWR | PWR | PWR | PWR | PWR | PWR | HTGR | HTGR | HTGR | HTGR | HTGR | HTGR | HTGR | HTGR | HTGR | HTGR | HTGR | HTGR | HTGR | HTGR | HTGR | HTGR | PWR | PWR | PWR | PWR | PWR | PWR | PWR | PWR | PWR | PWR | PWR | PWR | PWR | PWR | PWR | PWR | PWR | PWR | PWR | PWR | HTGR | HTGR | HTGR | HTGR | HTGR | HTGR | HTGR | SFR | SFR | SFR | SFR | SFR | BWR | BWR | BWR | BWR | PWR | PWR | PWR | PWR | PWR | PWR | PWR | PWR | SFR | SFR | SFR | SFR | SFR | SFR | SFR | SFR | SFR | SFR | SFR | SFR | SFR | SFR | SFR | SFR | SFR | SFR | SFR | SFR | SFR | SFR | SFR | SFR | SFR | SFR | SFR | SFR | PWR | PWR | PWR | PWR | SFR | SFR | SFR | SFR | HTGR | HTGR | HTGR | FHR | HTGR | HTGR | HTGR | FHR | HTGR | HTGR | HTGR | HTGR | HTGR | HTGR | HTGR | HTGR | HTGR | HTGR | HTGR | HTGR | HTGR | HTGR | HTGR | HTGR | HTGR | HTGR | HTGR | HTGR | HTGR | HTGR | HTGR | HTGR | HTGR | HTGR | HTGR | HTGR | HTGR | HTGR | HTGR | HTGR | HTGR | HTGR | HTGR | HTGR | HTGR | HTGR | HTGR | HTGR | HTGR | HTGR | HTGR | HTGR | HTGR | HTGR | HTGR | HTGR | HTGR | HTGR | HTGR | HTGR
[6 empty] | Reactor Name | VHTGR | VHTGR | VHTGR | VHTGR | VHTGR | VHTGR | VHTGR | VHTGR | VHTGR | VHTGR | VHTGR | VHTGR | VHTGR | VHTGR | VHTGR | VHTGR | VHTGR | VHTGR | VHTGR | VHTGR | VHTGR | VHTGR | VHTGR | VHTGR | VHTGR | VHTGR | VHTGR | VHTGR | VHTGR | VHTGR | VHTGR | VHTGR | AP1000 | AP1000 | AP1000 | AP1000 | AP1000 | AP1000 | AP1000 | AP1000 | Traditional HTGR | Traditional HTGR | Traditional HTGR | Traditional HTGR | Traditional HTGR | Traditional HTGR | Traditional HTGR | Traditional HTGR | MIG HTR | MIG HTR | MIG HTR | MIG HTR | MIG HTR | MIG HTR | MIG HTR | MIG HTR | PWR12-ME | PWR12-ME | PWR12-ME | PWR12-ME | PWR12-BE | PWR12-BE | PWR12-BE | PWR12-BE | Improved PWR 06-BE | Improved PWR 06-BE | Improved PWR 06-BE | Improved PWR 06-BE | Improved PWR 12-BE | Improved PWR 12-BE | Improved PWR 12-BE | Improved PWR 12-BE | Advanced PWR 6-BE | Advanced PWR 6-BE | Advanced PWR 6-BE | Advanced PWR 6-BE | NPR/MHTGR - Commercial | NPR/MHTGR - Commercial | NPR/MHTGR - Commercial | GA/MHTGR - Commercial | NPR/MHTGR - Commercial | NPR/MHTGR - Commercial | NPR/MHTGR - Commercial | SAFR | PRISM | PRISM | PRISM | PRISM | SMBWR | SMBWR | SMBWR | SMBWR | MMNC | MMNC | MMNC | MMNC | AP1000 | AP1000 | AP1000 | AP1000 | SFR SAINC | SFR SAINC | SFR SAINC | SFR SAINC | SFR SAINC | SFR SAINC | SFR SAINC | SFR SAINC | SFR SAINC | SFR SAINC | SFR SAINC | SFR SAINC | SFR SAINC | SFR SAINC | SFR SAINC | SFR SAINC | SFR SAINC | SFR SAINC | SFR SAINC | SFR SAINC | SFR SAINC | SFR SAINC | SFR SAINC | SFR SAINC | Versatile Test Reactor | Versatile Test Reactor | Versatile Test Reactor | Versatile Test Reactor | NuScale SMR | NuScale SMR | NuScale SMR | NuScale SMR | ABR1000 | ABR1000 | ABR1000 | ABR1000 | AHTR - 9% initial enrichment | AHTR - 9% initial enrichment | AHTR - 9% initial enrichment | AHTR - 9% initial enrichment | AHTR - 19.7% initial enrichment | AHTR - 19.7% initial enrichment | AHTR - 19.7% initial enrichment | AHTR - 19.7% initial enrichment | MHTGR LEAD NOAK PLANT | MHTGR LEAD NOAK PLANT | MHTGR LEAD NOAK PLANT | MHTGR LEAD NOAK PLANT | MHTGR REPLICA PLANT | MHTGR REPLICA PLANT | MHTGR REPLICA PLANT | MHTGR REPLICA PLANT | MHTGR NOAK PLANT | MHTGR NOAK PLANT | MHTGR NOAK PLANT | MHTGR NOAK PLANT | MHTGR LARGE NOAK PLANT | MHTGR LARGE NOAK PLANT | MHTGR LARGE NOAK PLANT | MHTGR LARGE NOAK PLANT | MHTGR - SC - Prototype | MHTGR - SC - Prototype | MHTGR - SC - Prototype | MHTGR - SC - Prototype | MHTGR - SC - Replica | MHTGR - SC - Replica | MHTGR - SC - Replica | MHTGR - SC - Replica | MHTGR - SC - Target | MHTGR - SC - Target | MHTGR - SC - Target | MHTGR - SC - Target | MHTGR - GT/IC - Prototype | MHTGR - GT/IC - Prototype | MHTGR - GT/IC - Prototype | MHTGR - GT/IC - Prototype | MHTGR - GT/IC - Replica | MHTGR - GT/IC - Replica | MHTGR - GT/IC - Replica | MHTGR - GT/IC - Replica | MHTGR - GT/IC - Target | MHTGR - GT/IC - Target | MHTGR - GT/IC - Target | MHTGR - GT/IC - Target | MHTGR - -GT/DC - Prototype | MHTGR - -GT/DC - Prototype | MHTGR - -GT/DC - Prototype | MHTGR - -GT/DC - Prototype | MHTGR - -GT/DC - Replica | MHTGR - -GT/DC - Replica | MHTGR - -GT/DC - Replica | MHTGR - -GT/DC - Replica | MHTGR - -GT/DC - Target | MHTGR - -GT/DC - Target | MHTGR - -GT/DC - Target | MHTGR - -GT/DC - Target
[6 empty] | Reactor Group | SMR Gen IV | SMR Gen IV | SMR Gen IV | SMR Gen IV | SMR Gen IV | SMR Gen IV | SMR Gen IV | SMR Gen IV | SMR Gen IV | SMR Gen IV | SMR Gen IV | SMR Gen IV | SMR Gen IV | SMR Gen IV | SMR Gen IV | SMR Gen IV | SMR Gen IV | SMR Gen IV | SMR Gen IV | SMR Gen IV | SMR Gen IV | SMR Gen IV | SMR Gen IV | SMR Gen IV | SMR Gen IV | SMR Gen IV | SMR Gen IV | SMR Gen IV | SMR Gen IV | SMR Gen IV | SMR Gen IV | SMR Gen IV | Large Gen IV | Large Gen IV | Large Gen IV | Large Gen IV | Large Gen IV | Large Gen IV | Large Gen IV | Large Gen IV | Large Gen IV | Large Gen IV | Large Gen IV | Large Gen IV | Large Gen IV | Large Gen IV | Large Gen IV | Large Gen IV | Large Gen IV | Large Gen IV | Large Gen IV | Large Gen IV | Large Gen IV | Large Gen IV | Large Gen IV | Large Gen IV | Large LWR | Large LWR | Large LWR | Large LWR | Large LWR | Large LWR | Large LWR | Large LWR | Large LWR | Large LWR | Large LWR | Large LWR | Large LWR | Large LWR | Large LWR | Large LWR | Large LWR | Large LWR | Large LWR | Large LWR | 0 | 0 | 0 | SMR Gen IV | SAFR | SAFR | SAFR | SMR Gen IV | PRISM | PRISM | PRISM | SMR Gen IV | 0 | 0 | 0 | 0 | 0 | 0 | 0 | 0 | Large LWR | Large LWR | Large LWR | Large LWR | 0 | 0 | 0 | 0 | 0 | 0 | 0 | 0 | 0 | 0 | 0 | 0 | 0 | 0 | 0 | 0 | 0 | 0 | 0 | 0 | 0 | 0 | 0 | 0 | 0 | 0 | 0 | Gen-IV | SMR LWR | SMR LWR | SMR LWR | SMR LWR | 0 | 0 | 0 | 0 | 0 | 0 | 0 | 0 | 0 | 0 | 0 | 0 | 0 | 0 | 0 | 0 | 0 | 0 | 0 | 0 | 0 | 0 | 0 | 0 | 0 | 0 | 0 | 0 | 0 | 0 | 0 | 0 | 0 | 0 | 0 | 0 | 0 | 0 | 0 | 0 | 0 | 0 | 0 | 0 | 0 | 0 | 0 | 0 | 0 | 0 | 0 | 0 | 0 | 0 | 0 | 0 | 0 | 0 | 0 | 0 | 0 | 0 | 0 | 0
[6 empty] | Estimate Type | 0 | 0 | 0 | 0 | 0 | 0 | 0 | 0 | 0 | 0 | 0 | 0 | 0 | 0 | 0 | 0 | 0 | 0 | 0 | 0 | 0 | 0 | 0 | 0 | 0 | 0 | 0 | 0 | 0 | 0 | 0 | 0 | ME | ME | ME | ME | BE | BE | BE | BE | ME | ME | ME | ME | BE | BE | BE | BE | ME | ME | ME | ME | BE | BE | BE | BE | ME | ME | ME | ME | BE | BE | BE | BE | BE | BE | BE | BE | BE | BE | BE | BE | BE | BE | BE | BE | 0 | 0 | 0 | 0 | 0 | 0 | 0 | 0 | 0 | 0 | 0 | 0 | 0 | 0 | 0 | 0 | 0 | 0 | 0 | 0 | 0 | 0 | 0 | 0 | 0 | 0 | 0 | 0 | 0 | 0 | 0 | 0 | 0 | 0 | 0 | 0 | 0 | 0 | 0 | 0 | 0 | 0 | 0 | 0 | 0 | 0 | 0 | 0 | 0 | 0 | 0 | BE | ME | ME | ME | ME | 0 | 0 | 0 | 0 | 0 | 0 | 0 | 0 | 0 | 0 | 0 | 0 | 0 | 0 | 0 | 0 | 0 | 0 | 0 | 0 | 0 | 0 | 0 | 0 | 0 | 0 | 0 | 0 | 0 | 0 | 0 | 0 | 0 | 0 | 0 | 0 | 0 | 0 | 0 | 0 | 0 | 0 | 0 | 0 | 0 | 0 | 0 | 0 | 0 | 0 | 0 | 0 | 0 | 0 | 0 | 0 | 0 | 0 | 0 | 0 | 0 | 0 | 0 | 0
[6 empty] | Power Block Size (MWe) | 0 | 0 | 0 | 0 | 0 | 0 | 0 | 0 | 0 | 0 | 0 | 0 | 0 | 0 | 0 | 0 | 0 | 0 | 0 | 0 | 0 | 0 | 0 | 0 | 0 | 0 | 0 | 0 | 0 | 0 | 0 | 0 | 0 | 0 | 0 | 0 | 0 | 0 | 0 | 0 | 0 | 0 | 0 | 0 | 0 | 0 | 0 | 0 | 0 | 0 | 0 | 0 | 0 | 0 | 0 | 0 | 0 | 0 | 0 | 0 | 0 | 0 | 0 | 0 | 0 | 0 | 0 | 0 | 0 | 0 | 0 | 0 | 0 | 0 | 0 | 0 | 0 | 0 | 0 | 0 | 0 | 0 | 0 | 0 | 0 | 0 | 0 | 0 | 0 | 0 | 0 | 0 | 0 | 0 | 0 | 0 | 0 | 0 | 0 | 0 | 165 | 165 | 165 | 165 | 311 | 311 | 311 | 311 | 622 | 622 | 622 | 622 | 1244 | 1244 | 1244 | 1244 | 2488 | 2488 | 2488 | 2488 | 3110 | 3110 | 3110 | 3110 | 0 | 0 | 0 | 300 MWth (VTR is not intended for elextricity production) | 0 | 0 | 0 | 0 | 0 | 0 | 0 | 0 | 0 | 0 | 0 | 0 | 0 | 0 | 0 | 0 | 0 | 0 | 0 | 0 | 0 | 0 | 0 | 0 | 0 | 0 | 0 | 0 | 0 | 0 | 0 | 0 | 0 | 0 | 0 | 0 | 0 | 0 | 0 | 0 | 0 | 0 | 0 | 0 | 0 | 0 | 0 | 0 | 0 | 0 | 0 | 0 | 0 | 0 | 0 | 0 | 0 | 0 | 0 | 0 | 0 | 0 | 0 | 0 | 0 | 0 | 0 | 0
[6 empty] | Data Grouping 4 | 0 | 0 | 0 | 0 | 0 | 0 | 0 | 0 | 0 | 0 | 0 | 0 | 0 | 0 | 0 | 0 | 0 | 0 | 0 | 0 | 0 | 0 | 0 | 0 | 0 | 0 | 0 | 0 | 0 | 0 | 0 | 0 | 0 | 0 | 0 | 0 | 0 | 0 | 0 | 0 | 0 | 0 | 0 | 0 | 0 | 0 | 0 | 0 | 0 | 0 | 0 | 0 | 0 | 0 | 0 | 0 | 0 | 0 | 0 | 0 | 0 | 0 | 0 | 0 | 0 | 0 | 0 | 0 | 0 | 0 | 0 | 0 | 0 | 0 | 0 | 0 | 0 | 0 | 0 | 0 | 0 | 0 | 0 | 0 | 0 | 0 | 0 | 0 | 0 | 0 | 0 | 0 | 0 | 0 | 0 | 0 | 0 | 0 | 0 | 0 | 0 | 0 | 0 | 0 | 0 | 0 | 0 | 0 | 0 | 0 | 0 | 0 | 0 | 0 | 0 | 0 | 0 | 0 | 0 | 0 | 0 | 0 | 0 | 0 | 0 | 0 | 0 | 0 | 0 | 0 | 0 | 0 | 0 | 0 | 0 | 0 | 0 | 0 | 0 | 0 | 0 | 0 | 0 | 0 | 0 | 0 | 0 | 0 | 0 | 0 | 0 | 0 | 0 | 0 | 0 | 0 | 0 | 0 | 0 | 0 | 0 | 0 | 0 | 0 | 0 | 0 | 0 | 0 | 0 | 0 | 0 | 0 | 0 | 0 | 0 | 0 | 0 | 0 | 0 | 0 | 0 | 0 | 0 | 0 | 0 | 0 | 0 | 0 | 0 | 0 | 0 | 0 | 0 | 0 | 0 | 0
[6 empty] | Estimate Complete? (Yes=1 ,No=0) | 1 | 1 | 1 | 1 | 1 | 1 | 1 | 1 | 1 | 1 | 1 | 1 | 1 | 1 | 1 | 1 | 1 | 1 | 1 | 1 | 1 | 1 | 1 | 1 | 1 | 1 | 1 | 1 | 1 | 1 | 1 | 1 | 0 | 0 | 0 | 1 | 0 | 0 | 0 | 1 | 0 | 0 | 0 | 0 | 0 | 0 | 0 | 1 | 0 | 0 | 0 | 0 | 0 | 0 | 0 | 1 | 1 | 1 | 1 | 1 | 1 | 1 | 1 | 1 | 1 | 1 | 1 | 1 | 1 | 1 | 1 | 1 | 1 | 1 | 1 | 1 | 0 | 0 | 0 | 1 | 1 | 1 | 1 | 1 | 1 | 1 | 1 | 1 | 1 | 1 | 1 | 1 | 1 | 1 | 1 | 1 | 0 | 0 | 0 | 0 | 1 | 1 | 1 | 1 | 1 | 1 | 1 | 1 | 1 | 1 | 1 | 1 | 1 | 1 | 1 | 1 | 1 | 1 | 1 | 1 | 1 | 1 | 1 | 1 | 0 | 0 | 0 | 0 | 1 | 1 | 1 | 1 | 1 | 1 | 1 | 1 | 1 | 1 | 1 | 1 | 1 | 1 | 1 | 0 | 0 | 0 | 0 | 0 | 0 | 0 | 0 | 0 | 0 | 0 | 0 | 1 | 0 | 0 | 0 | 0 | 1 | 1 | 1 | 0 | 1 | 1 | 1 | 0 | 1 | 1 | 1 | 1 | 1 | 1 | 1 | 0 | 1 | 1 | 1 | 0 | 1 | 1 | 1 | 1 | 1 | 1 | 1 | 0 | 1 | 1 | 1 | 0 | 1 | 1 | 1 | 1
[6 empty] | Deployment Type (FOAK,NOAK, # Deployment) | NOAK | NOAK | NOAK | NOAK | NOAK | NOAK | NOAK | NOAK | FOAK | FOAK | FOAK | FOAK | FOAK | FOAK | FOAK | FOAK | NOAK | NOAK | NOAK | NOAK | NOAK | NOAK | NOAK | NOAK | FOAK | FOAK | FOAK | FOAK | FOAK | FOAK | FOAK | FOAK | FOAK | FOAK | FOAK | FOAK | NOAK | NOAK | NOAK | NOAK | FOAK | FOAK | FOAK | FOAK | NOAK | NOAK | NOAK | NOAK | FOAK | FOAK | FOAK | BOAK | NOAK | NOAK | NOAK | NOAK | NOAK | NOAK | NOAK | FOAK | NOAK | NOAK | NOAK | NOAK | NOAK | NOAK | NOAK | NOAK | NOAK | NOAK | NOAK | NOAK | NOAK | NOAK | NOAK | NOAK | Commercial | Commercial | Commercial | FOAK | FOAK | FOAK | FOAK | FOAK | FOAK | FOAK | FOAK | FOAK | FOAK | FOAK | FOAK | NOAK | FOAK | FOAK | FOAK | NOAK | 0 | 0 | 0 | NOAK | FOAK | FOAK | FOAK | BOAK | BOAK | BOAK | BOAK | BOAK | BOAK | BOAK | BOAK | BOAK | BOAK | BOAK | BOAK | BOAK | BOAK | BOAK | BOAK | BOAK | BOAK | BOAK | BOAK | BOAK | 0 | 0 | 0 | FOAK | NOAK | NOAK | NOAK | NOAK | FOAK | FOAK | FOAK | FOAK | NOAK | NOAK | NOAK | NOAK | NOAK | NOAK | NOAK | NOAK | NOAK | NOAK | NOAK | NOAK | BOAK | BOAK | BOAK | BOAK | NOAK | NOAK | NOAK | NOAK | NOAK | NOAK | NOAK | NOAK | FOAK | FOAK | FOAK | FOAK | NOAK | NOAK | NOAK | FOAK | NOAK | NOAK | NOAK | NOAK | FOAK | FOAK | FOAK | FOAK | FOAK | FOAK | FOAK | FOAK | NOAK | NOAK | NOAK | NOAK | FOAK | FOAK | FOAK | FOAK | FOAK | FOAK | FOAK | FOAK | NOAK | NOAK | NOAK | NOAK
[6 empty] | Quantity of Reactors | 1 | 1 | 1 | 1 | 4 | 4 | 4 | 4 | 1 | 1 | 1 | 1 | 4 | 4 | 4 | 4 | 1 | 1 | 1 | 1 | 4 | 4 | 4 | 4 | 1 | 1 | 1 | 1 | 4 | 4 | 4 | 4 | 2 | 2 | 2 | 2 | 2 | 2 | 2 | 2 | 1 | 1 | 1 | 1 | 4 | 4 | 4 | 4 | 1 | 1 | 1 | 1 | 4 | 4 | 4 | 4 | 1 | 1 | 1 | 1 | 1 | 1 | 1 | 1 | 1 | 1 | 1 | 1 | 1 | 1 | 1 | 1 | 1 | 1 | 1 | 1 | 8 | 8 | 8 | 8 | 2 | 2 | 2 | 2 | 6 | 6 | 6 | 6 | 1 | 1 | 1 | 1 | 12 | 12 | 12 | 6 | 0 | 0 | 0 | 0 | 1 | 1 | 1 | 1 | 1 | 1 | 1 | 1 | 2 | 2 | 2 | 2 | 4 | 4 | 4 | 4 | 8 | 8 | 8 | 8 | 10 | 10 | 10 | 10 | 0 | 0 | 0 | 1 | 12 | 12 | 12 | 12 | 1 | 1 | 1 | 1 | 0 | 0 | 0 | 1 | 0 | 0 | 0 | 1 | 4 | 4 | 4 | 4 | 4 | 4 | 4 | 4 | 4 | 4 | 4 | 4 | 4 | 4 | 4 | 8 | 4 | 4 | 4 | 4 | 4 | 4 | 4 | 4 | 4 | 4 | 4 | 4 | 4 | 4 | 4 | 4 | 4 | 4 | 4 | 4 | 4 | 4 | 4 | 4 | 4 | 4 | 4 | 4 | 4 | 4 | 4 | 4 | 4 | 4 | 4 | 4
[6 empty] | Thermal Efficiency (%) | 0% | 0% | 0% | 45% | 40% | 40% | 40% | 45% | 40% | 40% | 40% | 45% | 40% | 40% | 40% | 45% | 40% | 40% | 40% | 45% | 40% | 40% | 40% | 45% | 40% | 40% | 40% | 45% | 40% | 40% | 40% | 45% | - | - | - | 33% | - | - | - | 33% | - | - | - | 40% | - | - | - | 40% | - | - | - | 40% | - | - | - | 40% | 33% | 33% | 33% | 33% | 33% | 33% | 33% | 33% | 33% | 33% | 33% | 33% | 33% | 33% | 33% | 33% | 33% | 33% | 33% | 33% | 0% | 0% | 0% | 40% | 0% | 0% | 0% | 40% | 0% | 0% | 0% | 40% | 0% | 0% | 0% | 33% | 0% | 0% | 0% | 33% | 0% | 0% | 0% | 0% | 0% | 0% | 0% | 35% | 0% | 0% | 0% | 35% | 0% | 0% | 0% | 35% | 0% | 0% | 0% | 35% | 0% | 0% | 0% | 35% | 0% | 0% | 0% | 35% | 0% | 0% | 0% | PRISM efficiency to compute Mwe | 45% | 45% | 45% | 33% | 38% | 38% | 38% | 38% | 45% | 45% | 45% | 45% | 4500% | 4500% | 4500% | 45% | 0% | 0% | 0% | 39.1% | 0% | 0% | 0% | 39.1% | 0% | 0% | 0% | 39.1% | 0% | 0% | 0% | 39.1% | 38.5% | 38.5% | 38.5% | 38.5% | 38.5% | 38.5% | 38.5% | 38.5% | 38.5% | 38.5% | 38.5% | 38.5% | 44.8% | 44.8% | 44.8% | 44.8% | 44.8% | 44.8% | 44.8% | 44.8% | 44.8% | 44.8% | 44.8% | 44.8% | 48.3% | 48.3% | 48.3% | 48.3% | 48.3% | 48.3% | 48.3% | 48.3% | 48.3% | 48.3% | 48.3% | 48.3%
[6 empty] | Reactor Size Per Unit (MWe) | 281 | 281 | 281 | 281 | 164 | 164 | 164 | 281 | 281 | 281 | 281 | 281 | 281 | 281 | 281 | 281 | 164 | 164 | 164 | 164 | 164 | 164 | 164 | 164 | 164 | 164 | 164 | 164 | 164 | 164 | 164 | 164 | 1100 | 1100 | 1100 | 1100 | 1100 | 1100 | 1100 | 1100 | 275 | 275 | 275 | 275 | 275 | 275 | 275 | 275 | 154 | 154 | 154 | 154 | 154 | 154 | 154 | 154 | 1144 | 1144 | 1144 | 1144 | 1144 | 1144 | 1144 | 1144 | 587 | 587 | 587 | 587 | 1144 | 1144 | 1144 | 1144 | 587 | 587 | 587 | 587 | 350 | 350 | 350 | 133 | 300 | 300 | 300 | 300 | 104 | 104 | 104 | 104 | 290 | 290 | 290 | 290 | 74 | 74 | 74 | 77 | 0 | 0 | 0 | 0 | 165 | 165 | 165 | 165 | 311 | 311 | 311 | 311 | 311 | 311 | 311 | 311 | 311 | 311 | 311 | 311 | 311 | 311 | 311 | 311 | 311 | 311 | 311 | 311 | 0 | 0 | 0 | VTR is not intended for elextricity production | 60 | 60 | 60 | 60 | 380 | 380 | 380 | 380 | 1500 | 1500 | 1500 | 1500 | 1500 | 1500 | 1500 | 1500 | 540 | 540 | 540 | 540 | 540 | 540 | 540 | 540 | 540 | 540 | 540 | 540 | 540 | 540 | 540 | 540 | 173.25 | 173.25 | 173.25 | 173.25 | 173.25 | 173.25 | 173.25 | 173.25 | 173.25 | 173.25 | 173.25 | 173.25 | 201.5 | 201.5 | 201.5 | 201.5 | 201.5 | 201.5 | 201.5 | 201.5 | 201.5 | 201.5 | 201.5 | 201.5 | 217.25 | 217.25 | 217.25 | 217.25 | 217.25 | 217.25 | 217.25 | 217.25 | 217.25 | 217.25 | 217.25 | 217.25
[6 empty] | Reactor Outlet Temperature (ROT) | 750 | 750 | 750 | 750 | 750 | 750 | 750 | 750 | 750 | 750 | 750 | 750 | 750 | 750 | 750 | 750 | 750 | 750 | 750 | 750 | 750 | 750 | 750 | 750 | 750 | 750 | 750 | 750 | 750 | 750 | 750 | 750 | 0 | 0 | 0 | 0 | 0 | 0 | 0 | 0 | 0 | 0 | 0 | 0 | 0 | 0 | 0 | 0 | - | - | - | - | - | - | - | - | 0 | 0 | 0 | 618 | 0 | 0 | 0 | 618 | 0 | 0 | 0 | 618 | 618 | 618 | 618 | 618 | 618 | 618 | 618 | 618 | 0 | 0 | 0 | 1268 | 0 | 0 | 0 | 650 | 0 | 0 | 0 | 630 | 0 | 0 | 0 | 0 | 0 | 0 | 0 | 0 | 0 | 0 | 0 | 0 | 0 | 0 | 0 | 0 | 0 | 0 | 0 | 0 | 0 | 0 | 0 | 0 | 0 | 0 | 0 | 0 | 0 | 0 | 0 | 0 | 0 | 0 | 0 | 0 | 0 | 0 | 0 | 0 | - | - | - | - | 510 | 510 | 510 | 510 | 700C | 700C | 700C | 700 | 700C | 700C | 700C | 700 | 0 | 0 | 0 | 193 | 0 | 0 | 0 | 193 | 0 | 0 | 0 | 193 | 0 | 0 | 0 | 193 | 0 | 0 | 0 | 850 | 0 | 0 | 0 | 850 | 0 | 0 | 0 | 850 | 850 | 850 | 850 | 850 | 850 | 850 | 850 | 850 | 850 | 850 | 850 | 850 | 850 | 850 | 850 | 850 | 850 | 850 | 850 | 850 | 850 | 850 | 850 | 850
[6 empty] | Power Cycle | Yes | Yes | Yes | Yes | Yes | Yes | Yes | Yes | Yes | Yes | Yes | Yes | Yes | Yes | Yes | Yes | Yes | Yes | Yes | Yes | Yes | Yes | Yes | Yes | Yes | Yes | Yes | Yes | Yes | Yes | Yes | Yes | 0 | 0 | 0 | 0 | 0 | 0 | 0 | 0 | 0 | 0 | 0 | 0 | 0 | 0 | 0 | 0 | 0 | 0 | 0 | 0 | 0 | 0 | 0 | 0 | 0 | 0 | 0 | 0 | 0 | 0 | 0 | 0 | 0 | 0 | 0 | 0 | 0 | 0 | 0 | 0 | 0 | 0 | 0 | 0 | 0 | 0 | 0 | 0 | 0 | 0 | 0 | 0 | 0 | 0 | 0 | 0 | 0 | 0 | 0 | 0 | 0 | 0 | 0 | 0 | 0 | 0 | 0 | 0 | 0 | 0 | 0 | 0 | 0 | 0 | 0 | 0 | 0 | 0 | 0 | 0 | 0 | 0 | 0 | 0 | 0 | 0 | 0 | 0 | 0 | 0 | 0 | 0 | 0 | 0 | 0 | 0 | 0 | 0 | 0 | 0 | Rankine | Rankine | Rankine | Rankine | 0 | 0 | 0 | 0 | 0 | 0 | 0 | 0 | 0 | 0 | 0 | 0 | 0 | 0 | 0 | 0 | 0 | 0 | 0 | 0 | 0 | 0 | 0 | 0 | 0 | 0 | 0 | 0 | 0 | 0 | 0 | 0 | 0 | 0 | 0 | 0 | 0 | 0 | 0 | 0 | 0 | 0 | 0 | 0 | 0 | 0 | 0 | 0 | 0 | 0 | 0 | 0 | 0 | 0 | 0 | 0 | 0 | 0 | 0 | 0
[6 empty] | Power Cycle Type | Brayton | Brayton | Brayton | Brayton | Brayton | Brayton | Brayton | Brayton | Brayton | Brayton | Brayton | Brayton | Brayton | Brayton | Brayton | Brayton | Brayton | Brayton | Brayton | Brayton | Brayton | Brayton | Brayton | Brayton | Brayton | Brayton | Brayton | Brayton | Brayton | Brayton | Brayton | Brayton | 0% | 0% | 0% | 0% | 0% | 0% | 0% | 0% | 0% | 0% | 0% | 0% | 0% | 0% | 0% | 0% | 0% | 0% | 0% | 0% | 0% | 0% | 0% | 0% | 0% | 0% | 0% | 341700% | 0% | 0% | 0% | 0% | 0% | 0% | 0% | 0% | 0% | 0% | 0% | 0% | 0% | 0% | 0% | 0% | 0% | 0% | 0% | 0% | 0% | 0% | 0% | 0% | 0% | 0% | 0% | 0% | 0% | 0% | 0% | 0% | 0% | 0% | 0% | 0% | 0% | 0% | 0% | 0% | 0% | 0% | 0% | 0% | 0% | 0% | 0% | 0% | 0% | 0% | 0% | 0% | 0% | 0% | 0% | 0% | 0% | 0% | 0% | 0% | 0% | 0% | 0% | 0% | 0% | 0% | 0% | 0% | 0% | 0% | 0% | 0% | 0% | 0% | 0% | 0% | Rankine | Rankine | Rankine | Rankine | Rankine | Rankine | Rankine | Rankine | 0% | 0% | 0% | 0% | 0% | 0% | 0% | 0% | 0% | 0% | 0% | 0% | 0% | 0% | 0% | 0% | 0% | 0% | 0% | 0% | 0% | 0% | 0% | 0% | 0% | 0% | 0% | 0% | 0% | 0% | 0% | 0% | 0% | 0% | 0% | 0% | 0% | 0% | 0% | 0% | 0% | 0% | 0% | 0% | 0% | 0% | 0% | 0% | 0% | 0% | 0% | 0%
[6 empty] | Total Reactor Size (MWe) | 281 | 281 | 281 | 281 | 164 | 164 | 164 | 1124 | 281 | 281 | 281 | 281 | 1124 | 1124 | 1124 | 1124 | 164 | 164 | 164 | 164 | 656 | 656 | 656 | 656 | 164 | 164 | 164 | 164 | 656 | 656 | 656 | 656 | 2200 | 2200 | 2200 | 2200 | 2200 | 2200 | 2200 | 2200 | 275 | 275 | 275 | 275 | 1100 | 1100 | 1100 | 1100 | 154 | 154 | 154 | 154 | 616 | 616 | 616 | 616 | 1144 | 1144 | 1144 | 1144 | 1144 | 1144 | 1144 | 1144 | 1144 | 1144 | 1144 | 587 | 1144 | 1144 | 1144 | 1144 | 587 | 587 | 587 | 587 | 2800 | 2800 | 2800 | 1064 | 600 | 600 | 600 | 600 | 624 | 624 | 624 | 624 | 290 | 290 | 290 | 290 | 888 | 888 | 888 | 462 | 0 | 0 | 0 | 0 | 165 | 165 | 165 | 165 | 311 | 311 | 311 | 311 | 622 | 622 | 622 | 622 | 1244 | 1244 | 1244 | 1244 | 2488 | 2488 | 2488 | 2488 | 3110 | 3110 | 3110 | 3110 | 0 | 0 | 0 | VTR is not intended for elextricity production | 720 | 720 | 720 | 720 | 380 | 380 | 380 | 380 | 1500 | 1500 | 1500 | 1500 | 1500 | 1500 | 1500 | 1500 | 2160 | 2160 | 2160 | 2160 | 2160 | 2160 | 2160 | 2160 | 2160 | 2160 | 2160 | 2160 | 2160 | 2160 | 2160 | 2160 | 693 | 693 | 693 | 693 | 693 | 693 | 693 | 693 | 693 | 693 | 693 | 693 | 806 | 806 | 806 | 806 | 806 | 806 | 806 | 806 | 806 | 806 | 806 | 806 | 869 | 869 | 869 | 869 | 869 | 869 | 869 | 869 | 869 | 869 | 869 | 869
[6 empty] | Capacity Factor (%) | 0 | 0 | 0 | 0 | 0 | 0 | 0 | 0 | 0 | 0 | 0 | 0 | 0 | 0 | 0 | 0 | 0 | 0 | 0 | 0 | 0 | 0 | 0 | 0 | 0 | 0 | 0 | 0 | 0 | 0 | 0 | 0 | 0.85 | 0.85 | 0.85 | 0.85 | 0.85 | 0.85 | 0.85 | 0.85 | 0 | 0 | 0 | 0 | 0 | 0 | 0 | 0 | 0 | 0 | 0 | 0 | 0 | 0 | 0 | 0 | 0.95 | 0.95 | 0.95 | 0.95 | 0.95 | 0.95 | 0.95 | 0.95 | 0.95 | 0.95 | 0.95 | 0.95 | 0.95 | 0.95 | 0.95 | 0.95 | 0.95 | 0.95 | 0.95 | 0.95 | 0 | 0 | 0 | 0.72 | 0.72 | 0.72 | 0.72 | 0.75 | 0.72 | 0.72 | 0.72 | 0.72 | 0 | 0 | 0 | 0 | 0 | 0 | 0 | 0 | 0 | 0 | 0 | 0 | 0 | 0 | 0 | 0 | 0 | 0 | 0 | 0 | 0 | 0 | 0 | 0 | 0 | 0 | 0 | 0 | 0 | 0 | 0 | 0 | 0 | 0 | 0 | 0 | 0 | 0 | 0 | 0 | 0 | 0 | 0 | 0 | 0 | 0 | 0 | 0 | 0.92 | 0.92 | 0.92 | 0.92 | 0.92 | 0.92 | 0.92 | 0.92 | 0 | 0 | 0 | 0.8 | 0.8 | 0.8 | 0.8 | 0.8 | 0.8 | 0.8 | 0.8 | 0.8 | 0.8 | 0.8 | 0.8 | 0.8 | 0.86 | 0.86 | 0.86 | 0.78 | 0.86 | 0.86 | 0.86 | 0.81 | 0.86 | 0.86 | 0.86 | 0.84 | 0.78 | 0.78 | 0.78 | 0.78 | 0.81 | 0.81 | 0.81 | 0.81 | 0.84 | 0.84 | 0.84 | 0.84 | 0.78 | 0.78 | 0.78 | 0.78 | 0.81 | 0.81 | 0.81 | 0.81 | 0.84 | 0.84 | 0.84 | 0.84
[6 empty] | Source Dollar Year | 2009 | 2009 | 2009 | 2009 | 2009 | 2009 | 2009 | 2009 | 2009 | 2009 | 2009 | 2009 | 2009 | 2009 | 2009 | 2009 | 2009 | 2009 | 2009 | 2009 | 2009 | 2009 | 2009 | 2009 | 2009 | 2009 | 2009 | 2009 | 2009 | 2009 | 2009 | 2009 | 2017 | 2017 | 2017 | 2017 | 2017 | 2017 | 2017 | 2017 | 2017 | 2017 | 2017 | 2017 | 2017 | 2017 | 2017 | 2017 | 2017 | 2017 | 2017 | 2017 | 2017 | 2017 | 2017 | 2017 | 1987 | 1987 | 1987 | 1987 | 1987 | 1987 | 1987 | 1987 | 1987 | 1987 | 1987 | 1987 | 1987 | 1987 | 1987 | 1987 | 1987 | 1987 | 1987 | 1987 | 1988 | 1988 | 1988 | 1988 | 1988 | 1988 | 1988 | 1988 | 1988 | 1988 | 1988 | 1988 | 2023 | 2023 | 2023 | 2023 | 2022 | 2022 | 2022 | 2022 | 0 | 0 | 0 | 0 | 2023 | 2023 | 2023 | 2023 | 2023 | 2023 | 2023 | 2023 | 2023 | 2023 | 2023 | 2023 | 2023 | 2023 | 2023 | 2023 | 2023 | 2023 | 2023 | 2023 | 2023 | 2023 | 2023 | 2023 | 2020 | 2020 | 2020 | 2020 | 2015 | 2015 | 2015 | 2015 | 2017 | 2017 | 2017 | 2017 | 2011 | 2011 | 2011 | 2011 | 2011 | 2011 | 2011 | 2011 | 1987 | 1987 | 1987 | 1987 | 1987 | 1987 | 1987 | 1987 | 1987 | 1987 | 1987 | 1987 | 1987 | 1987 | 1987 | 1987 | 1992 | 1992 | 1992 | 1992 | 1992 | 1992 | 1992 | 1992 | 1992 | 1992 | 1992 | 1992 | 1992 | 1992 | 1992 | 1992 | 1992 | 1992 | 1992 | 1992 | 1992 | 1992 | 1992 | 1992 | 1992 | 1992 | 1992 | 1992 | 1992 | 1992 | 1992 | 1992 | 1992 | 1992 | 1992 | 1992
|  | Levels |  |  |  | Unit | $ | $ | $ | $ | $ | $ | $ | $ | $ | $ | $ | $ | $ | $ | $ | $ | $ | $ | $ | $ | $ | $ | $ | $ | $ | $ | $ | $ | $ | $ | $ | $ | $ | $ | $ | $ | $ | $ | $ | $ | $ | $ | $ | $ | $ | $ | $ | $ | $ | $ | $ | $ | $ | $ | $ | $ | $ | $ | $ | $ | $ | $ | $ | $ | $ | $ | $ | $ | $ | $ | $ | $ | $ | $ | $ | $ | $ | $ | $ | $ | $ | $ | $ | $ | $ | $ | $ | $ | $ | $ | $ | $ | $ | $ | $ | $ | 0 | 0 | 0 | 0 | $ | $ | $ | $ | $ | $ | $ | $ | $ | $ | $ | $ | $ | $ | $ | $ | $ | $ | $ | $ | $ | $ | $ | $ | $ | $ | $ | $ | $ | $ | $ | $ | $ | $ | $ | $ | $ | $ | $ | $ | $ | $ | $ | $ | $ | $ | $ | $ | $ | $ | $ | $ | $ | $ | $ | $ | $ | $ | $ | $ | $ | $ | $ | $ | $ | $ | $ | $ | $ | $ | $ | $ | $ | $ | $ | $ | $ | $ | $ | $ | $ | $ | $ | $ | $ | $ | $ | $ | $ | $ | $ | $ | $ | $ | $ | $
| All | 1 | 2 | 3 | 4+ | Account Title | Factory Equipment Costs (2022 USD) | Site Labor Cost (2022 USD) | Site Material Cost (2022 USD) | Total Costs (2022 USD) | Factory Equipment Costs (2022 USD) | Site Labor Cost (2022 USD) | Site Material Cost (2022 USD) | Total Costs (2022 USD) | Factory Equipment Costs (2022 USD) | Site Labor Cost (2022 USD) | Site Material Cost (2022 USD) | Total Costs (2022 USD) | Factory Equipment Costs (2022 USD) | Site Labor Cost (2022 USD) | Site Material Cost (2022 USD) | Total Costs (2022 USD) | Factory Equipment Costs (2022 USD) | Site Labor Cost (2022 USD) | Site Material Cost (2022 USD) | Total Costs (2022 USD) | Factory Equipment Costs (2022 USD) | Site Labor Cost (2022 USD) | Site Material Cost (2022 USD) | Total Costs (2022 USD) | Factory Equipment Costs (2022 USD) | Site Labor Cost (2022 USD) | Site Material Cost (2022 USD) | Total Costs (2022 USD) | Factory Equipment Costs (2022 USD) | Site Labor Cost (2022 USD) | Site Material Cost (2022 USD) | Total Costs (2022 USD) | Factory Equipment Costs (2022 USD) | Site Labor Cost (2022 USD) | Site Material Cost (2022 USD) | Total Costs (2022 USD) | Factory Equipment Costs (2022 USD) | Site Labor Cost (2022 USD) | Site Material Cost (2022 USD) | Total Costs (2022 USD) | Factory Equipment Costs (2022 USD) | Site Labor Cost (2022 USD) | Site Material Cost (2022 USD) | Total Costs (2022 USD) | Factory Equipment Costs (2022 USD) | Site Labor Cost (2022 USD) | Site Material Cost (2022 USD) | Total Costs (2022 USD) | Factory Equipment Costs (2022 USD) | Site Labor Cost (2022 USD) | Site Material Cost (2022 USD) | Total Costs (2022 USD) | Factory Equipment Costs (2022 USD) | Site Labor Cost (2022 USD) | Site Material Cost (2022 USD) | Total Costs (2022 USD) | Factory Equipment Costs (2022 USD) | Site Labor Cost (2022 USD) | Site Material Cost (2022 USD) | Total Costs (2022 USD) | Factory Equipment Costs (2022 USD) | Site Labor Cost (2022 USD) | Site Material Cost (2022 USD) | Total Costs (2022 USD) | Factory Equipment Costs (2022 USD) | Site Labor Cost (2022 USD) | Site Material Cost (2022 USD) | Total Costs (2022 USD) | Factory Equipment Costs (2022 USD) | Site Labor Cost (2022 USD) | Site Material Cost (2022 USD) | Total Costs (2022 USD) | Factory Equipment Costs (2022 USD) | Site Labor Cost (2022 USD) | Site Material Cost (2022 USD) | Total Costs (2022 USD) | Factory Equipment Costs (2022 USD) | Site Labor Cost (2022 USD) | Site Material Cost (2022 USD) | Total Costs (2022 USD) | Factory Equipment Costs (2022 USD) | Site Labor Cost (2022 USD) | Site Material Cost (2022 USD) | Total Costs (2022 USD) | Factory Equipment Costs (2022 USD) | Site Labor Cost (2022 USD) | Site Material Cost (2022 USD) | Total Costs (2022 USD) | Factory Equipment Costs (2022 USD) | Site Labor Cost (2022 USD) | Site Material Cost (2022 USD) | Total Costs (2022 USD) | Factory Equipment Costs (2022 USD) | Site Labor Cost (2022 USD) | Site Material Cost (2022 USD) | Total Costs (2022 USD) | Factory Equipment Costs (2022 USD) | Site Labor Cost (2022 USD) | Site Material Cost (2022 USD) | Total Costs (2022 USD) | Factory Equipment Costs (2022 USD) | Site Labor Cost (2022 USD) | Site Material Cost (2022 USD) | Total Costs (2022 USD) | Factory Equipment Costs (2022 USD) | Site Labor Cost (2022 USD) | Site Material Cost (2022 USD) | Total Costs (2022 USD) | Factory Equipment Costs (2022 USD) | Site Labor Cost (2022 USD) | Site Material Cost (2022 USD) | Total Costs (2022 USD) | Factory Equipment Costs (2022 USD) | Site Labor Cost (2022 USD) | Site Material Cost (2022 USD) | Total Costs (2022 USD) | Factory Equipment Costs (2022 USD) | Site Labor Cost (2022 USD) | Site Material Cost (2022 USD) | Total Costs (2022 USD) | Factory Equipment Costs (2022 USD) | Site Labor Cost (2022 USD) | Site Material Cost (2022 USD) | Total Costs (2022 USD) | Factory Equipment Costs (2022 USD) | Site Labor Cost (2022 USD) | Site Material Cost (2022 USD) | Total Costs (2022 USD) | Factory Equipment Costs (2022 USD) | Site Labor Cost (2022 USD) | Site Material Cost (2022 USD) | Total Costs (2022 USD) | Factory Equipment Costs (2022 USD) | Site Labor Cost (2022 USD) | Site Material Cost (2022 USD) | Total Costs (2022 USD) | Factory Equipment Costs (2022 USD) | Site Labor Cost (2022 USD) | Site Material Cost (2022 USD) | Total Costs (2022 USD) | Factory Equipment Costs (2022 USD) | Site Labor Cost (2022 USD) | Site Material Cost (2022 USD) | Total Costs (2022 USD) | Factory Equipment Costs (2022 USD) | Site Labor Cost (2022 USD) | Site Material Cost (2022 USD) | Total Costs (2022 USD) | Factory Equipment Costs (2022 USD) | Site Labor Cost (2022 USD) | Site Material Cost (2022 USD) | Total Costs (2022 USD) | Factory Equipment Costs (2022 USD) | Site Labor Cost (2022 USD) | Site Material Cost (2022 USD) | Total Costs (2022 USD) | Factory Equipment Costs (2022 USD) | Site Labor Cost (2022 USD) | Site Material Cost (2022 USD) | Total Costs (2022 USD) | Factory Equipment Costs (2022 USD) | Site Labor Cost (2022 USD) | Site Material Cost (2022 USD) | Total Costs (2022 USD) | Factory Equipment Costs (2022 USD) | Site Labor Cost (2022 USD) | Site Material Cost (2022 USD) | Total Costs (2022 USD) | Factory Equipment Costs (2022 USD) | Site Labor Cost (2022 USD) | Site Material Cost (2022 USD) | Total Costs (2022 USD) | Factory Equipment Costs (2022 USD) | Site Labor Cost (2022 USD) | Site Material Cost (2022 USD) | Total Costs (2022 USD) | Factory Equipment Costs (2022 USD) | Site Labor Cost (2022 USD) | Site Material Cost (2022 USD) | Total Costs (2022 USD) | Factory Equipment Costs (2022 USD) | Site Labor Cost (2022 USD) | Site Material Cost (2022 USD) | Total Costs (2022 USD) | Factory Equipment Costs (2022 USD) | Site Labor Cost (2022 USD) | Site Material Cost (2022 USD) | Total Costs (2022 USD) | Factory Equipment Costs (2022 USD) | Site Labor Cost (2022 USD) | Site Material Cost (2022 USD) | Total Costs (2022 USD) | Factory Equipment Costs (2022 USD) | Site Labor Cost (2022 USD) | Site Material Cost (2022 USD) | Total Costs (2022 USD)
10 | 10 | 10 |  |  |  | Capitalized Pre-Construction Costs | HTGR: 101906342.3682; HTGR: 121221923.6014; HTGR: 119223760.0255; HTGR: 138539341.2587; HTGR: 101906342.3682; HTGR: 121221923.6014; HTGR: 119223760.0255; HTGR: 138539341.2587; PWR: 0; PWR: 0; HTGR: 0; HTGR: 0; HTGR: 0; HTGR: 0; PWR: 35486551.2938; PWR: 25123909.8917; PWR: 15018835.7497; PWR: 23058930.9965; PWR: 13919734.0796; HTGR: 0; SFR: 0; SFR: 0; BWR: 0; PWR: 0; PWR: #N/A; SFR: 75925920.7835; SFR: 91690838.1809; SFR: 125315077.5165; SFR: 192649573.9722; SFR: 327271162.6136; SFR: 394619557.94; SFR: 28899056.77; PWR: 0; SFR: 0; FHR: 7737265.4155; FHR: 7737265.4155; HTGR: 27903859.9743; HTGR: 26278521.7471; HTGR: 24979583.4098; HTGR: 49208669.1136; HTGR: 3758223.0156; HTGR: 3329602.9279; HTGR: 3285024.3769; HTGR: 3884011.853; HTGR: 3453939.3644; HTGR: 3411689.9227; HTGR: 2315388.6836; HTGR: 1883542.0834; HTGR: 1833857.5526
10 | 11 |  | 11 |  |  | Land and Land Rights | HTGR: 6660545.2528; HTGR: 13321090.5056; HTGR: 6660545.2528; HTGR: 13321090.5056; HTGR: 6660545.2528; HTGR: 13321090.5056; HTGR: 6660545.2528; HTGR: 13321090.5056; PWR: 0; PWR: 0; HTGR: 0; HTGR: 0; HTGR: 0; HTGR: 0; PWR: 0; PWR: 0; PWR: 0; PWR: 0; PWR: 0; HTGR: 0; SFR: 0; SFR: 0; BWR: 0; PWR: 0; PWR: #N/A; SFR: 10640368.368; SFR: 10640368.368; SFR: 10640368.368; SFR: 10640368.368; SFR: 10640368.368; SFR: 10640368.368; SFR: 0; PWR: 0; SFR: 0; FHR: 7737265.4155; FHR: 7737265.4155; HTGR: 0; HTGR: 0; HTGR: 0; HTGR: 0; HTGR: 0; HTGR: 0; HTGR: 0; HTGR: 0; HTGR: 0; HTGR: 0; HTGR: 0; HTGR: 0; HTGR: 0
10 | 12 |  | 12 |  |  | Site Permits | HTGR: 0; HTGR: 0; HTGR: 0; HTGR: 0; HTGR: 0; HTGR: 0; HTGR: 0; HTGR: 0; PWR: 0; PWR: 0; HTGR: 0; HTGR: 0; HTGR: 0; HTGR: 0; PWR: 35486551.2938; PWR: 25123909.8917; PWR: 15018835.7497; PWR: 23058930.9965; PWR: 13919734.0796; HTGR: 0; SFR: 0; SFR: 0; BWR: 0; PWR: 0; PWR: #N/A; SFR: 1289290.3552; SFR: 1546616.9621; SFR: 2138680.0843; SFR: 3394487.816; SFR: 5866599.721; SFR: 7133989.8448; SFR: 783703.2344; PWR: 0; SFR: 0; FHR: 0; FHR: 0; HTGR: 27903859.9743; HTGR: 26278521.7471; HTGR: 24979583.4098; HTGR: 49208669.1136; HTGR: 3758223.0156; HTGR: 3329602.9279; HTGR: 3285024.3769; HTGR: 3884011.853; HTGR: 3453939.3644; HTGR: 3411689.9227; HTGR: 2315388.6836; HTGR: 1883542.0834; HTGR: 1833857.5526
10 | 121 |  |  | 121 |  | Federal | HTGR: 0; HTGR: 0; HTGR: 0; HTGR: 0; HTGR: 0; HTGR: 0; HTGR: 0; HTGR: 0; PWR: 0; PWR: 0; HTGR: 0; HTGR: 0; HTGR: 0; HTGR: 0; PWR: 0; PWR: 0; PWR: 0; PWR: 0; PWR: 0; HTGR: 0; SFR: 0; SFR: 0; BWR: 0; PWR: 0; PWR: #N/A; SFR: 0; SFR: 0; SFR: 0; SFR: 0; SFR: 0; SFR: 0; SFR: 0; PWR: 0; SFR: 0; FHR: 0; FHR: 0; HTGR: 0; HTGR: 0; HTGR: 0; HTGR: 0; HTGR: 0; HTGR: 0; HTGR: 0; HTGR: 0; HTGR: 0; HTGR: 0; HTGR: 0; HTGR: 0; HTGR: 0
10 | 122 |  |  | 122 |  | State | HTGR: 0; HTGR: 0; HTGR: 0; HTGR: 0; HTGR: 0; HTGR: 0; HTGR: 0; HTGR: 0; PWR: 0; PWR: 0; HTGR: 0; HTGR: 0; HTGR: 0; HTGR: 0; PWR: 0; PWR: 0; PWR: 0; PWR: 0; PWR: 0; HTGR: 0; SFR: 0; SFR: 0; BWR: 0; PWR: 0; PWR: #N/A; SFR: 0; SFR: 0; SFR: 0; SFR: 0; SFR: 0; SFR: 0; SFR: 0; PWR: 0; SFR: 0; FHR: 0; FHR: 0; HTGR: 0; HTGR: 0; HTGR: 0; HTGR: 0; HTGR: 0; HTGR: 0; HTGR: 0; HTGR: 0; HTGR: 0; HTGR: 0; HTGR: 0; HTGR: 0; HTGR: 0
10 | 123 |  |  | 123 |  | Local | HTGR: 0; HTGR: 0; HTGR: 0; HTGR: 0; HTGR: 0; HTGR: 0; HTGR: 0; HTGR: 0; PWR: 0; PWR: 0; HTGR: 0; HTGR: 0; HTGR: 0; HTGR: 0; PWR: 0; PWR: 0; PWR: 0; PWR: 0; PWR: 0; HTGR: 0; SFR: 0; SFR: 0; BWR: 0; PWR: 0; PWR: #N/A; SFR: 0; SFR: 0; SFR: 0; SFR: 0; SFR: 0; SFR: 0; SFR: 0; PWR: 0; SFR: 0; FHR: 0; FHR: 0; HTGR: 0; HTGR: 0; HTGR: 0; HTGR: 0; HTGR: 0; HTGR: 0; HTGR: 0; HTGR: 0; HTGR: 0; HTGR: 0; HTGR: 0; HTGR: 0; HTGR: 0
10 | 13 |  | 13 |  |  | Plant Licensing | HTGR: 66605452.5282; HTGR: 73265997.781; HTGR: 83922870.1856; HTGR: 90583415.4384; HTGR: 66605452.5282; HTGR: 73265997.781; HTGR: 83922870.1856; HTGR: 90583415.4384; PWR: 0; PWR: 0; HTGR: 0; HTGR: 0; HTGR: 0; HTGR: 0; PWR: 0; PWR: 0; PWR: 0; PWR: 0; PWR: 0; HTGR: 0; SFR: 0; SFR: 0; BWR: 0; PWR: 0; PWR: #N/A; SFR: 12510044.4365; SFR: 23585816.2624; SFR: 47171632.5249; SFR: 94343265.0498; SFR: 188686530.0996; SFR: 235858162.6245; SFR: 0; PWR: 0; SFR: 0; FHR: 0; FHR: 0; HTGR: 0; HTGR: 0; HTGR: 0; HTGR: 0; HTGR: 0; HTGR: 0; HTGR: 0; HTGR: 0; HTGR: 0; HTGR: 0; HTGR: 0; HTGR: 0; HTGR: 0
10 | 131 |  |  | 131 |  | Preapplication | HTGR: 19981635.7585; HTGR: 19981635.7585; HTGR: 19981635.7585; HTGR: 19981635.7585; HTGR: 19981635.7585; HTGR: 19981635.7585; HTGR: 19981635.7585; HTGR: 19981635.7585; PWR: 0; PWR: 0; HTGR: 0; HTGR: 0; HTGR: 0; HTGR: 0; PWR: 0; PWR: 0; PWR: 0; PWR: 0; PWR: 0; HTGR: 0; SFR: 0; SFR: 0; BWR: 0; PWR: 0; PWR: #N/A; SFR: 0; SFR: 0; SFR: 0; SFR: 0; SFR: 0; SFR: 0; SFR: 0; PWR: 0; SFR: 0; FHR: 0; FHR: 0; HTGR: 0; HTGR: 0; HTGR: 0; HTGR: 0; HTGR: 0; HTGR: 0; HTGR: 0; HTGR: 0; HTGR: 0; HTGR: 0; HTGR: 0; HTGR: 0; HTGR: 0
10 | 132 |  |  | 132 |  | Preparation | HTGR: 30638508.163; HTGR: 37299053.4158; HTGR: 30638508.163; HTGR: 37299053.4158; HTGR: 30638508.163; HTGR: 37299053.4158; HTGR: 30638508.163; HTGR: 37299053.4158; PWR: 0; PWR: 0; HTGR: 0; HTGR: 0; HTGR: 0; HTGR: 0; PWR: 0; PWR: 0; PWR: 0; PWR: 0; PWR: 0; HTGR: 0; SFR: 0; SFR: 0; BWR: 0; PWR: 0; PWR: #N/A; SFR: 0; SFR: 0; SFR: 0; SFR: 0; SFR: 0; SFR: 0; SFR: 0; PWR: 0; SFR: 0; FHR: 0; FHR: 0; HTGR: 0; HTGR: 0; HTGR: 0; HTGR: 0; HTGR: 0; HTGR: 0; HTGR: 0; HTGR: 0; HTGR: 0; HTGR: 0; HTGR: 0; HTGR: 0; HTGR: 0
10 | 133 |  |  | 133 |  | Regulatory Review | HTGR: 15985308.6068; HTGR: 15985308.6068; HTGR: 33302726.2641; HTGR: 33302726.2641; HTGR: 15985308.6068; HTGR: 15985308.6068; HTGR: 33302726.2641; HTGR: 33302726.2641; PWR: 0; PWR: 0; HTGR: 0; HTGR: 0; HTGR: 0; HTGR: 0; PWR: 0; PWR: 0; PWR: 0; PWR: 0; PWR: 0; HTGR: 0; SFR: 0; SFR: 0; BWR: 0; PWR: 0; PWR: #N/A; SFR: 0; SFR: 0; SFR: 0; SFR: 0; SFR: 0; SFR: 0; SFR: 0; PWR: 0; SFR: 0; FHR: 0; FHR: 0; HTGR: 0; HTGR: 0; HTGR: 0; HTGR: 0; HTGR: 0; HTGR: 0; HTGR: 0; HTGR: 0; HTGR: 0; HTGR: 0; HTGR: 0; HTGR: 0; HTGR: 0
10 | 14 |  | 14 |  |  | Plant Permits | HTGR: 3996327.1517; HTGR: 3996327.1517; HTGR: 3996327.1517; HTGR: 3996327.1517; HTGR: 3996327.1517; HTGR: 3996327.1517; HTGR: 3996327.1517; HTGR: 3996327.1517; PWR: 0; PWR: 0; HTGR: 0; HTGR: 0; HTGR: 0; HTGR: 0; PWR: 0; PWR: 0; PWR: 0; PWR: 0; PWR: 0; HTGR: 0; SFR: 0; SFR: 0; BWR: 0; PWR: 0; PWR: #N/A; SFR: 12264636.7211; SFR: 12264636.7211; SFR: 12264636.7211; SFR: 12264636.7211; SFR: 12264636.7211; SFR: 12264636.7211; SFR: 0; PWR: 0; SFR: 0; FHR: 0; FHR: 0; HTGR: 0; HTGR: 0; HTGR: 0; HTGR: 0; HTGR: 0; HTGR: 0; HTGR: 0; HTGR: 0; HTGR: 0; HTGR: 0; HTGR: 0; HTGR: 0; HTGR: 0
10 | 15 |  | 15 |  |  | Plant Studies | HTGR: 0; HTGR: 0; HTGR: 0; HTGR: 0; HTGR: 0; HTGR: 0; HTGR: 0; HTGR: 0; PWR: 0; PWR: 0; HTGR: 0; HTGR: 0; HTGR: 0; HTGR: 0; PWR: 0; PWR: 0; PWR: 0; PWR: 0; PWR: 0; HTGR: 0; SFR: 0; SFR: 0; BWR: 0; PWR: 0; PWR: #N/A; SFR: 12264636.7211; SFR: 12264636.7211; SFR: 12264636.7211; SFR: 12264636.7211; SFR: 12264636.7211; SFR: 12264636.7211; SFR: 26449984.1623; PWR: 0; SFR: 0; FHR: 0; FHR: 0; HTGR: 0; HTGR: 0; HTGR: 0; HTGR: 0; HTGR: 0; HTGR: 0; HTGR: 0; HTGR: 0; HTGR: 0; HTGR: 0; HTGR: 0; HTGR: 0; HTGR: 0
10 | 16 |  | 16 |  |  | Plant Reports | HTGR: 0; HTGR: 0; HTGR: 0; HTGR: 0; HTGR: 0; HTGR: 0; HTGR: 0; HTGR: 0; PWR: 0; PWR: 0; HTGR: 0; HTGR: 0; HTGR: 0; HTGR: 0; PWR: 0; PWR: 0; PWR: 0; PWR: 0; PWR: 0; HTGR: 0; SFR: 0; SFR: 0; BWR: 0; PWR: 0; PWR: #N/A; SFR: 2037987.33; SFR: 3842320.0616; SFR: 7684640.1232; SFR: 15369280.2464; SFR: 30738560.4929; SFR: 38423200.6161; SFR: 1665369.3732; PWR: 0; SFR: 0; FHR: 0; FHR: 0; HTGR: 0; HTGR: 0; HTGR: 0; HTGR: 0; HTGR: 0; HTGR: 0; HTGR: 0; HTGR: 0; HTGR: 0; HTGR: 0; HTGR: 0; HTGR: 0; HTGR: 0
10 | 17 |  | 17 |  |  | Community Outreach and Education | HTGR: 0; HTGR: 0; HTGR: 0; HTGR: 0; HTGR: 0; HTGR: 0; HTGR: 0; HTGR: 0; PWR: 0; PWR: 0; HTGR: 0; HTGR: 0; HTGR: 0; HTGR: 0; PWR: 0; PWR: 0; PWR: 0; PWR: 0; PWR: 0; HTGR: 0; SFR: 0; SFR: 0; BWR: 0; PWR: 0; PWR: #N/A; SFR: 0; SFR: 0; SFR: 0; SFR: 0; SFR: 0; SFR: 0; SFR: 0; PWR: 0; SFR: 0; FHR: 0; FHR: 0; HTGR: 0; HTGR: 0; HTGR: 0; HTGR: 0; HTGR: 0; HTGR: 0; HTGR: 0; HTGR: 0; HTGR: 0; HTGR: 0; HTGR: 0; HTGR: 0; HTGR: 0
10 | 18 |  | 18 |  |  | Other Pre-Construction Costs | HTGR: 24644017.4354; HTGR: 30638508.163; HTGR: 24644017.4354; HTGR: 30638508.163; HTGR: 24644017.4354; HTGR: 30638508.163; HTGR: 24644017.4354; HTGR: 30638508.163; PWR: 0; PWR: 0; HTGR: 0; HTGR: 0; HTGR: 0; HTGR: 0; PWR: 0; PWR: 0; PWR: 0; PWR: 0; PWR: 0; HTGR: 0; SFR: 0; SFR: 0; BWR: 0; PWR: 0; PWR: #N/A; SFR: 12264636.7211; SFR: 12264636.7211; SFR: 12264636.7211; SFR: 12264636.7211; SFR: 12264636.7211; SFR: 12264636.7211; SFR: 0; PWR: 0; SFR: 0; FHR: 0; FHR: 0; HTGR: 0; HTGR: 0; HTGR: 0; HTGR: 0; HTGR: 0; HTGR: 0; HTGR: 0; HTGR: 0; HTGR: 0; HTGR: 0; HTGR: 0; HTGR: 0; HTGR: 0
10 | 19 |  | 19 |  |  | Contingency on Pre-Construction Costs | HTGR: 0; HTGR: 0; HTGR: 0; HTGR: 0; HTGR: 0; HTGR: 0; HTGR: 0; HTGR: 0; PWR: 0; PWR: 0; HTGR: 0; HTGR: 0; HTGR: 0; HTGR: 0; PWR: 0; PWR: 0; PWR: 0; PWR: 0; PWR: 0; HTGR: 0; SFR: 0; SFR: 0; BWR: 0; PWR: 0; PWR: #N/A; SFR: 12654320.1306; SFR: 15281806.3635; SFR: 20885846.2528; SFR: 32108262.3287; SFR: 54545193.7689; SFR: 65769926.3233; SFR: 0; PWR: 0; SFR: 0; FHR: 0; FHR: 0; HTGR: 0; HTGR: 0; HTGR: 0; HTGR: 0; HTGR: 0; HTGR: 0; HTGR: 0; HTGR: 0; HTGR: 0; HTGR: 0; HTGR: 0; HTGR: 0; HTGR: 0
20 | 20 | 20 |  |  |  | Capitalized Direct Costs | HTGR: 1156860396.5783; HTGR: 3786091858.7941; HTGR: 1863966688.5691; HTGR: 6283579888.6186; HTGR: 781275008.3435; HTGR: 2521455591.1345; HTGR: 1361116829.9407; HTGR: 4584468965.1665; PWR: 9684846662.8606; PWR: 5566880365.2663; HTGR: 3393509263.7582; HTGR: 6863277162.6571; HTGR: 1499753157.7658; HTGR: 2897828135.3441; PWR: 3788142767.7395; PWR: 2886609548.0925; PWR: 1787306531.5581; PWR: 2166373966.4289; PWR: 1663485167.5905; HTGR: 3390067597.2234; SFR: 3259100491.6712; SFR: 3926150031.5553; BWR: 626225174.3461; PWR: 1191459080.6919; PWR: #N/A; SFR: 650510919.6037; SFR: 1055940954.3109; SFR: 1888596174.0664; SFR: 3516000328.4229; SFR: 6634002078.6793; SFR: 8159266357.715; SFR: 2290501845.3634; PWR: 2389370914.1275; SFR: 1597580276.8787; FHR: 3574514281.8782; FHR: 3574514281.8782; HTGR: 2084147923.2511; HTGR: 1951199562.7501; HTGR: 1841871858.1088; HTGR: 3547208539.0201; HTGR: 2447970180.824; HTGR: 2248963494.8358; HTGR: 2131530724.8789; HTGR: 2739265326.453; HTGR: 2854868021.22; HTGR: 2681486227.6061; HTGR: 2444082909.035; HTGR: 2227915251.6833; HTGR: 2080343035.243
20 | 21 |  | 21 |  |  | Structures and Improvements | HTGR: 181654862.3856; HTGR: 515915973.5385; HTGR: 289608949.8465; HTGR: 822485050.1109; HTGR: 138744633.4295; HTGR: 394037878.5492; HTGR: 221195913.0594; HTGR: 628180171.1192; PWR: 3279121311.0473; PWR: 1893756105.9924; HTGR: 1029491574.3986; HTGR: 2376727461.8831; HTGR: 152517270.2813; HTGR: 381293175.7032; PWR: 948265091.7065; PWR: 625929915.2942; PWR: 422448259.6093; PWR: 618030056.8274; PWR: 435804610.8422; HTGR: 1167869725.2514; SFR: 365506597.1968; SFR: 365506597.1968; BWR: 234548895.3583; PWR: 504996018.8427; PWR: #N/A; SFR: 90932209.9699; SFR: 111168796.8539; SFR: 157729612.9164; SFR: 256488394.8891; SFR: 450899334.1417; SFR: 550568974.4566; SFR: 1162788676.6357; PWR: 810040309.3422; SFR: 430492705.1414; FHR: 678653450.6629; FHR: 678653450.6629; HTGR: 444781225.9373; HTGR: 430478634.8047; HTGR: 410827729.8082; HTGR: 769161567.5746; HTGR: 566673145.9463; HTGR: 539589434.9867; HTGR: 520219370.9252; HTGR: 610667424.1497; HTGR: 581691261.6764; HTGR: 563443151.4629; HTGR: 516862747.3008; HTGR: 490264314.8892; HTGR: 472516271.7791
20 | 211 |  |  | 211 |  | Site Preparation/Yard Work | HTGR: 0; HTGR: 0; HTGR: 0; HTGR: 0; HTGR: 0; HTGR: 0; HTGR: 0; HTGR: 0; PWR: 0; PWR: 0; HTGR: 0; HTGR: 0; HTGR: 0; HTGR: 0; PWR: 103768917.3948; PWR: 79754078.677; PWR: 48913655.4308; PWR: 81823687.8664; PWR: 33752455.6915; HTGR: 0; SFR: 0; SFR: 0; BWR: 16913550.5927; PWR: 32669418.1248; PWR: #N/A; SFR: 0; SFR: 0; SFR: 0; SFR: 0; SFR: 0; SFR: 0; SFR: 19089351.3722; PWR: 0; SFR: 91129068.9931; FHR: 93422777.0583; FHR: 93422777.0583; HTGR: 37390330.2768; HTGR: 36560639.5819; HTGR: 35727757.7689; HTGR: 71193843.8572; HTGR: 19169368.6207; HTGR: 18932827.9504; HTGR: 18517076.9007; HTGR: 18190228.0126; HTGR: 17968333.978; HTGR: 17625608.4838; HTGR: 11914343.0256; HTGR: 11756404.8281; HTGR: 11512347.6715
20 | 212 |  |  | 212 |  | Reactor Island Civil Structures | HTGR: 0; HTGR: 0; HTGR: 0; HTGR: 0; HTGR: 0; HTGR: 0; HTGR: 0; HTGR: 0; PWR: 0; PWR: 0; HTGR: 0; HTGR: 0; HTGR: 0; HTGR: 0; PWR: 325851060.9364; PWR: 210032593.4466; PWR: 130929955.992; PWR: 201958522.2717; PWR: 273647946.7632; HTGR: 0; SFR: 0; SFR: 0; BWR: 105273772.6315; PWR: 335287819.5099; PWR: #N/A; SFR: 0; SFR: 0; SFR: 0; SFR: 0; SFR: 0; SFR: 0; SFR: 55539238.287; PWR: 0; SFR: 206965935.7717; FHR: 200409036.9852; FHR: 200409036.9852; HTGR: 203481642.9204; HTGR: 198694965.8345; HTGR: 190043844.7813; HTGR: 380062160.6182; HTGR: 309085785.6656; HTGR: 298958734.3053; HTGR: 293651953.0518; HTGR: 342043367.8612; HTGR: 330346971.4009; HTGR: 325068708.1169; HTGR: 315352524.7183; HTGR: 304909967.5311; HTGR: 300122346.8331
20 | 213 |  |  | 213 |  | Main Function Buildings | HTGR: 0; HTGR: 0; HTGR: 0; HTGR: 0; HTGR: 0; HTGR: 0; HTGR: 0; HTGR: 0; PWR: 0; PWR: 0; HTGR: 0; HTGR: 0; HTGR: 0; HTGR: 0; PWR: 259016440.7102; PWR: 158255030.8219; PWR: 79655530.5692; PWR: 158097523.6168; PWR: 79238652.4795; HTGR: 0; SFR: 0; SFR: 0; BWR: 68230613.6246; PWR: 78247399.3125; PWR: #N/A; SFR: 0; SFR: 0; SFR: 0; SFR: 0; SFR: 0; SFR: 0; SFR: 58402962.5702; PWR: 0; SFR: 31520235.8581; FHR: 183164139.9391; FHR: 183164139.9391; HTGR: 34792760.1782; HTGR: 32775973.566; HTGR: 32073927.5934; HTGR: 64141472.9507; HTGR: 64233192.8911; HTGR: 62529820.4302; HTGR: 61660299.6277; HTGR: 59785509.2287; HTGR: 58219026.1754; HTGR: 57512523.769; HTGR: 6428929.584; HTGR: 6362950.0774; HTGR: 6260526.1248
20 | 213.1 |  |  |  | 213.1 | Energy Conversion Building | HTGR: 0; HTGR: 0; HTGR: 0; HTGR: 0; HTGR: 0; HTGR: 0; HTGR: 0; HTGR: 0; PWR: 0; PWR: 0; HTGR: 0; HTGR: 0; HTGR: 0; HTGR: 0; PWR: 120855465.4495; PWR: 73881818.3304; PWR: 46391325.5138; PWR: 76640970.6918; PWR: 46389283.1982; HTGR: 0; SFR: 0; SFR: 0; BWR: 26402588.976; PWR: 40496302.8816; PWR: #N/A; SFR: 0; SFR: 0; SFR: 0; SFR: 0; SFR: 0; SFR: 0; SFR: 55539238.287; PWR: 0; SFR: 31520235.8581; FHR: 95055957.6796; FHR: 95055957.6796; HTGR: 34792760.1782; HTGR: 32775973.566; HTGR: 32073927.5934; HTGR: 64141472.9507; HTGR: 64233192.8911; HTGR: 62529820.4302; HTGR: 61660299.6277; HTGR: 59785509.2287; HTGR: 58219026.1754; HTGR: 57512523.769; HTGR: 6428929.584; HTGR: 6362950.0774; HTGR: 6260526.1248
20 | 213.2 |  |  |  | 213.2 | Control Building | HTGR: 0; HTGR: 0; HTGR: 0; HTGR: 0; HTGR: 0; HTGR: 0; HTGR: 0; HTGR: 0; PWR: 0; PWR: 0; HTGR: 0; HTGR: 0; HTGR: 0; HTGR: 0; PWR: 99137979.6346; PWR: 58039356.3704; PWR: 274732.9269; PWR: 56012182.6689; PWR: 0; HTGR: 0; SFR: 0; SFR: 0; BWR: 35705810.2096; PWR: 37092956.0034; PWR: #N/A; SFR: 0; SFR: 0; SFR: 0; SFR: 0; SFR: 0; SFR: 0; SFR: 0; PWR: 0; SFR: 0; FHR: 58256439.2963; FHR: 58256439.2963; HTGR: 0; HTGR: 0; HTGR: 0; HTGR: 0; HTGR: 0; HTGR: 0; HTGR: 0; HTGR: 0; HTGR: 0; HTGR: 0; HTGR: 0; HTGR: 0; HTGR: 0
20 | 213.3 |  |  |  | 213.3 | Pipe Tunnels | HTGR: 0; HTGR: 0; HTGR: 0; HTGR: 0; HTGR: 0; HTGR: 0; HTGR: 0; HTGR: 0; PWR: 0; PWR: 0; HTGR: 0; HTGR: 0; HTGR: 0; HTGR: 0; PWR: 38748125.4812; PWR: 26117594.0504; PWR: 32857554.4991; PWR: 25236373.1811; PWR: 32849369.2813; HTGR: 0; SFR: 0; SFR: 0; BWR: 6078975.7677; PWR: 524572.9917; PWR: #N/A; SFR: 0; SFR: 0; SFR: 0; SFR: 0; SFR: 0; SFR: 0; SFR: 0; PWR: 0; SFR: 0; FHR: 29606590.8778; FHR: 29606590.8778; HTGR: 0; HTGR: 0; HTGR: 0; HTGR: 0; HTGR: 0; HTGR: 0; HTGR: 0; HTGR: 0; HTGR: 0; HTGR: 0; HTGR: 0; HTGR: 0; HTGR: 0
20 | 213.4 |  |  |  | 213.4 | Electrical Tunnels | HTGR: 0; HTGR: 0; HTGR: 0; HTGR: 0; HTGR: 0; HTGR: 0; HTGR: 0; HTGR: 0; PWR: 0; PWR: 0; HTGR: 0; HTGR: 0; HTGR: 0; HTGR: 0; PWR: 274870.145; PWR: 216262.0707; PWR: 131917.6294; PWR: 207997.075; PWR: 0; HTGR: 0; SFR: 0; SFR: 0; BWR: 43238.6712; PWR: 133567.4357; PWR: #N/A; SFR: 0; SFR: 0; SFR: 0; SFR: 0; SFR: 0; SFR: 0; SFR: 2863724.2832; PWR: 0; SFR: 0; FHR: 245152.0855; FHR: 245152.0855; HTGR: 0; HTGR: 0; HTGR: 0; HTGR: 0; HTGR: 0; HTGR: 0; HTGR: 0; HTGR: 0; HTGR: 0; HTGR: 0; HTGR: 0; HTGR: 0; HTGR: 0
20 | 214 |  |  | 214 |  | Buildings to Support Main Function | HTGR: 0; HTGR: 0; HTGR: 0; HTGR: 0; HTGR: 0; HTGR: 0; HTGR: 0; HTGR: 0; PWR: 0; PWR: 0; HTGR: 0; HTGR: 0; HTGR: 0; HTGR: 0; PWR: 146418925.0403; PWR: 103965755.1299; PWR: 143972891.5649; PWR: 104689899.595; PWR: 32638755.4895; HTGR: 0; SFR: 0; SFR: 0; BWR: 14576845.6107; PWR: 25055013.5062; PWR: #N/A; SFR: 0; SFR: 0; SFR: 0; SFR: 0; SFR: 0; SFR: 0; SFR: 179973847.8442; PWR: 0; SFR: 15849086.3367; FHR: 73079558.1589; FHR: 73079558.1589; HTGR: 127331992.7203; HTGR: 121594362.4534; HTGR: 113109179.5392; HTGR: 184998687.1328; HTGR: 153476513.677; HTGR: 138646520.356; HTGR: 126198128.3501; HTGR: 169948825.0905; HTGR: 154644189.3125; HTGR: 143013317.6901; HTGR: 163283854.1832; HTGR: 147523898.0485; HTGR: 135163020.5452
20 | 214.1 |  |  |  | 214.1 | Spent Fuel Management Building | HTGR: 0; HTGR: 0; HTGR: 0; HTGR: 0; HTGR: 0; HTGR: 0; HTGR: 0; HTGR: 0; PWR: 0; PWR: 0; HTGR: 0; HTGR: 0; HTGR: 0; HTGR: 0; PWR: 41583108.381; PWR: 31525383.9727; PWR: 0; PWR: 30647418.0439; PWR: 0; HTGR: 0; SFR: 0; SFR: 0; BWR: 8688668.758; PWR: 20343743.1501; PWR: #N/A; SFR: 0; SFR: 0; SFR: 0; SFR: 0; SFR: 0; SFR: 0; SFR: 0; PWR: 0; SFR: 0; FHR: 0; FHR: 0; HTGR: 0; HTGR: 0; HTGR: 0; HTGR: 0; HTGR: 0; HTGR: 0; HTGR: 0; HTGR: 0; HTGR: 0; HTGR: 0; HTGR: 0; HTGR: 0; HTGR: 0
20 | 214.2 |  |  |  | 214.2 | Balance of Plant Service Building | HTGR: 0; HTGR: 0; HTGR: 0; HTGR: 0; HTGR: 0; HTGR: 0; HTGR: 0; HTGR: 0; PWR: 0; PWR: 0; HTGR: 0; HTGR: 0; HTGR: 0; HTGR: 0; PWR: 0; PWR: 0; PWR: 0; PWR: 0; PWR: 0; HTGR: 0; SFR: 0; SFR: 0; BWR: 0; PWR: 0; PWR: #N/A; SFR: 0; SFR: 0; SFR: 0; SFR: 0; SFR: 0; SFR: 0; SFR: 0; PWR: 0; SFR: 0; FHR: 0; FHR: 0; HTGR: 77362275.0619; HTGR: 72514966.7329; HTGR: 65200924.1457; HTGR: 92446690.1185; HTGR: 153082371.2114; HTGR: 138257069.124; HTGR: 125816961.0218; HTGR: 169555260.8162; HTGR: 154255316.2717; HTGR: 142631877.0351; HTGR: 162890289.9088; HTGR: 147135025.0077; HTGR: 134781579.8902
20 | 214.3 |  |  |  | 214.3 | Wastewater Treatment Building | HTGR: 0; HTGR: 0; HTGR: 0; HTGR: 0; HTGR: 0; HTGR: 0; HTGR: 0; HTGR: 0; PWR: 0; PWR: 0; HTGR: 0; HTGR: 0; HTGR: 0; HTGR: 0; PWR: 2909916.734; PWR: 2448519.3564; PWR: 2370005.0877; PWR: 2370005.0877; PWR: 2371000.7165; HTGR: 0; SFR: 0; SFR: 0; BWR: 436875.255; PWR: 0; PWR: #N/A; SFR: 0; SFR: 0; SFR: 0; SFR: 0; SFR: 0; SFR: 0; SFR: 0; PWR: 0; SFR: 0; FHR: 2775612.431; FHR: 2775612.431; HTGR: 0; HTGR: 0; HTGR: 0; HTGR: 0; HTGR: 0; HTGR: 0; HTGR: 0; HTGR: 0; HTGR: 0; HTGR: 0; HTGR: 0; HTGR: 0; HTGR: 0
20 | 214.4 |  |  |  | 214.4 | Maintenance Shops | HTGR: 0; HTGR: 0; HTGR: 0; HTGR: 0; HTGR: 0; HTGR: 0; HTGR: 0; HTGR: 0; PWR: 0; PWR: 0; HTGR: 0; HTGR: 0; HTGR: 0; HTGR: 0; PWR: 0; PWR: 0; PWR: 0; PWR: 0; PWR: 0; HTGR: 0; SFR: 0; SFR: 0; BWR: 0; PWR: 0; PWR: #N/A; SFR: 0; SFR: 0; SFR: 0; SFR: 0; SFR: 0; SFR: 0; SFR: 0; PWR: 0; SFR: 0; FHR: 0; FHR: 0; HTGR: 3069855.5711; HTGR: 2993268.7377; HTGR: 2923064.1404; HTGR: 2923064.1404; HTGR: 0; HTGR: 0; HTGR: 0; HTGR: 0; HTGR: 0; HTGR: 0; HTGR: 0; HTGR: 0; HTGR: 0
20 | 214.5 |  |  |  | 214.5 | Fire Protection Building | HTGR: 0; HTGR: 0; HTGR: 0; HTGR: 0; HTGR: 0; HTGR: 0; HTGR: 0; HTGR: 0; PWR: 0; PWR: 0; HTGR: 0; HTGR: 0; HTGR: 0; HTGR: 0; PWR: 1723908.988; PWR: 1362052.1559; PWR: 1317574.3524; PWR: 1317548.8235; PWR: 1314740.6396; HTGR: 0; SFR: 0; SFR: 0; BWR: 812873.4366; PWR: 854862.7095; PWR: #N/A; SFR: 0; SFR: 0; SFR: 0; SFR: 0; SFR: 0; SFR: 0; SFR: 0; PWR: 0; SFR: 0; FHR: 1544005.3594; FHR: 1544005.3594; HTGR: 360596.3405; HTGR: 351022.9863; HTGR: 341449.6321; HTGR: 341449.6321; HTGR: 0; HTGR: 0; HTGR: 0; HTGR: 0; HTGR: 0; HTGR: 0; HTGR: 0; HTGR: 0; HTGR: 0
20 | 214.6 |  |  |  | 214.6 | Non-essential Switchgear Building | HTGR: 0; HTGR: 0; HTGR: 0; HTGR: 0; HTGR: 0; HTGR: 0; HTGR: 0; HTGR: 0; PWR: 0; PWR: 0; HTGR: 0; HTGR: 0; HTGR: 0; HTGR: 0; PWR: 2296969.9687; PWR: 1710110.5935; PWR: 1162852.9934; PWR: 1660909.9353; PWR: 0; HTGR: 0; SFR: 0; SFR: 0; BWR: 361434.7603; PWR: 0; PWR: #N/A; SFR: 0; SFR: 0; SFR: 0; SFR: 0; SFR: 0; SFR: 0; SFR: 0; PWR: 0; SFR: 0; FHR: 1938561.1276; FHR: 1938561.1276; HTGR: 0; HTGR: 0; HTGR: 0; HTGR: 0; HTGR: 0; HTGR: 0; HTGR: 0; HTGR: 0; HTGR: 0; HTGR: 0; HTGR: 0; HTGR: 0; HTGR: 0
20 | 214.7 |  |  |  | 214.7 | Emergency and Start-up Power Systems | HTGR: 0; HTGR: 0; HTGR: 0; HTGR: 0; HTGR: 0; HTGR: 0; HTGR: 0; HTGR: 0; PWR: 0; PWR: 0; HTGR: 0; HTGR: 0; HTGR: 0; HTGR: 0; PWR: 0; PWR: 0; PWR: 0; PWR: 0; PWR: 0; HTGR: 0; SFR: 0; SFR: 0; BWR: 0; PWR: 0; PWR: #N/A; SFR: 0; SFR: 0; SFR: 0; SFR: 0; SFR: 0; SFR: 0; SFR: 0; PWR: 0; SFR: 0; FHR: 0; FHR: 0; HTGR: 1391327.473; HTGR: 1359416.2924; HTGR: 1327505.1118; HTGR: 2655010.2236; HTGR: 0; HTGR: 0; HTGR: 0; HTGR: 0; HTGR: 0; HTGR: 0; HTGR: 0; HTGR: 0; HTGR: 0
20 | 215 |  |  | 215 |  | Supply Chain Buildings | HTGR: 0; HTGR: 0; HTGR: 0; HTGR: 0; HTGR: 0; HTGR: 0; HTGR: 0; HTGR: 0; PWR: 0; PWR: 0; HTGR: 0; HTGR: 0; HTGR: 0; HTGR: 0; PWR: 71413475.7486; PWR: 45847807.904; PWR: 0; PWR: 44304146.0284; PWR: 0; HTGR: 0; SFR: 0; SFR: 0; BWR: 12164709.6429; PWR: 19513657.3985; PWR: #N/A; SFR: 0; SFR: 0; SFR: 0; SFR: 0; SFR: 0; SFR: 0; SFR: 237145058.505; PWR: 0; SFR: 85028378.1818; FHR: 96752853.0034; FHR: 96752853.0034; HTGR: 12145395.3259; HTGR: 11851812.4646; HTGR: 11555038.4853; HTGR: 21189023.9001; HTGR: 9017076.584; HTGR: 8927893.2111; HTGR: 8769918.2196; HTGR: 9008285.4487; HTGR: 8919102.0759; HTGR: 8780112.7827; HTGR: 8225296.2237; HTGR: 8157529.5806; HTGR: 8052196.2747
20 | 215.1 |  |  |  | 215.1 | Storage and Warehouse Buildings | HTGR: 0; HTGR: 0; HTGR: 0; HTGR: 0; HTGR: 0; HTGR: 0; HTGR: 0; HTGR: 0; PWR: 0; PWR: 0; HTGR: 0; HTGR: 0; HTGR: 0; HTGR: 0; PWR: 0; PWR: 0; PWR: 0; PWR: 0; PWR: 0; HTGR: 0; SFR: 0; SFR: 0; BWR: 0; PWR: 0; PWR: #N/A; SFR: 0; SFR: 0; SFR: 0; SFR: 0; SFR: 0; SFR: 0; SFR: 0; PWR: 0; SFR: 0; FHR: 0; FHR: 0; HTGR: 4189938.0092; HTGR: 4138880.1203; HTGR: 4062293.2869; HTGR: 6200342.3852; HTGR: 0; HTGR: 0; HTGR: 0; HTGR: 0; HTGR: 0; HTGR: 0; HTGR: 0; HTGR: 0; HTGR: 0
20 | 215.2 |  |  |  | 215.2 | Unloading Facility for Material Requiring Special Consideration | HTGR: 0; HTGR: 0; HTGR: 0; HTGR: 0; HTGR: 0; HTGR: 0; HTGR: 0; HTGR: 0; PWR: 0; PWR: 0; HTGR: 0; HTGR: 0; HTGR: 0; HTGR: 0; PWR: 0; PWR: 0; PWR: 0; PWR: 0; PWR: 0; HTGR: 0; SFR: 0; SFR: 0; BWR: 0; PWR: 0; PWR: #N/A; SFR: 0; SFR: 0; SFR: 0; SFR: 0; SFR: 0; SFR: 0; SFR: 0; PWR: 0; SFR: 0; FHR: 0; FHR: 0; HTGR: 0; HTGR: 0; HTGR: 0; HTGR: 0; HTGR: 0; HTGR: 0; HTGR: 0; HTGR: 0; HTGR: 0; HTGR: 0; HTGR: 0; HTGR: 0; HTGR: 0
20 | 215.3 |  |  |  | 215.3 | Reactor Receiving and Assembly Building | HTGR: 0; HTGR: 0; HTGR: 0; HTGR: 0; HTGR: 0; HTGR: 0; HTGR: 0; HTGR: 0; PWR: 0; PWR: 0; HTGR: 0; HTGR: 0; HTGR: 0; HTGR: 0; PWR: 0; PWR: 0; PWR: 0; PWR: 0; PWR: 0; HTGR: 0; SFR: 0; SFR: 0; BWR: 0; PWR: 0; PWR: #N/A; SFR: 0; SFR: 0; SFR: 0; SFR: 0; SFR: 0; SFR: 0; SFR: 0; PWR: 0; SFR: 0; FHR: 0; FHR: 0; HTGR: 0; HTGR: 0; HTGR: 0; HTGR: 0; HTGR: 0; HTGR: 0; HTGR: 0; HTGR: 0; HTGR: 0; HTGR: 0; HTGR: 0; HTGR: 0; HTGR: 0
20 | 215.4 |  |  |  | 215.4 | Radwaste Building | HTGR: 0; HTGR: 0; HTGR: 0; HTGR: 0; HTGR: 0; HTGR: 0; HTGR: 0; HTGR: 0; PWR: 0; PWR: 0; HTGR: 0; HTGR: 0; HTGR: 0; HTGR: 0; PWR: 71413475.7486; PWR: 45847807.904; PWR: 0; PWR: 44304146.0284; PWR: 0; HTGR: 0; SFR: 0; SFR: 0; BWR: 12164709.6429; PWR: 19513657.3985; PWR: #N/A; SFR: 0; SFR: 0; SFR: 0; SFR: 0; SFR: 0; SFR: 0; SFR: 0; PWR: 0; SFR: 49250368.5283; FHR: 51972523.9914; FHR: 51972523.9914; HTGR: 7955457.3167; HTGR: 7712932.3444; HTGR: 7492745.1984; HTGR: 14988681.5149; HTGR: 9017076.584; HTGR: 8927893.2111; HTGR: 8769918.2196; HTGR: 9008285.4487; HTGR: 8919102.0759; HTGR: 8780112.7827; HTGR: 8225296.2237; HTGR: 8157529.5806; HTGR: 8052196.2747
20 | 215.5 |  |  |  | 215.5 | Fuel Service Building | HTGR: 0; HTGR: 0; HTGR: 0; HTGR: 0; HTGR: 0; HTGR: 0; HTGR: 0; HTGR: 0; PWR: 0; PWR: 0; HTGR: 0; HTGR: 0; HTGR: 0; HTGR: 0; PWR: 0; PWR: 0; PWR: 0; PWR: 0; PWR: 0; HTGR: 0; SFR: 0; SFR: 0; BWR: 0; PWR: 0; PWR: #N/A; SFR: 0; SFR: 0; SFR: 0; SFR: 0; SFR: 0; SFR: 0; SFR: 237145058.505; PWR: 0; SFR: 35778009.6535; FHR: 44780329.012; FHR: 44780329.012; HTGR: 0; HTGR: 0; HTGR: 0; HTGR: 0; HTGR: 0; HTGR: 0; HTGR: 0; HTGR: 0; HTGR: 0; HTGR: 0; HTGR: 0; HTGR: 0; HTGR: 0
20 | 216 |  |  | 216 |  | Human Resources Buildings | HTGR: 0; HTGR: 0; HTGR: 0; HTGR: 0; HTGR: 0; HTGR: 0; HTGR: 0; HTGR: 0; PWR: 0; PWR: 0; HTGR: 0; HTGR: 0; HTGR: 0; HTGR: 0; PWR: 41796271.8761; PWR: 28074649.3148; PWR: 18976226.0524; PWR: 27156277.4491; PWR: 16526800.4185; HTGR: 0; SFR: 0; SFR: 0; BWR: 17389403.2559; PWR: 14222710.9908; PWR: #N/A; SFR: 0; SFR: 0; SFR: 0; SFR: 0; SFR: 0; SFR: 0; SFR: 46761146.2253; PWR: 0; SFR: 0; FHR: 31825085.5178; FHR: 31825085.5178; HTGR: 29639104.5157; HTGR: 29000880.9043; HTGR: 28317981.64; HTGR: 47576379.1155; HTGR: 11691208.5079; HTGR: 11593638.7337; HTGR: 11421994.7754; HTGR: 11691208.5079; HTGR: 11593638.7337; HTGR: 11442880.6204; HTGR: 11657799.566; HTGR: 11553564.8235; HTGR: 11405834.3298
20 | 216.1 |  |  |  | 216.1 | Administration Building | HTGR: 0; HTGR: 0; HTGR: 0; HTGR: 0; HTGR: 0; HTGR: 0; HTGR: 0; HTGR: 0; PWR: 0; PWR: 0; HTGR: 0; HTGR: 0; HTGR: 0; HTGR: 0; PWR: 32476806.2481; PWR: 21209277.9264; PWR: 12357186.6402; PWR: 20537238.0369; PWR: 12343244.6454; HTGR: 0; SFR: 0; SFR: 0; BWR: 12958134.0272; PWR: 9562542.8366; PWR: #N/A; SFR: 0; SFR: 0; SFR: 0; SFR: 0; SFR: 0; SFR: 0; SFR: 0; PWR: 0; SFR: 0; FHR: 24042582.9823; FHR: 24042582.9823; HTGR: 0; HTGR: 0; HTGR: 0; HTGR: 0; HTGR: 0; HTGR: 0; HTGR: 0; HTGR: 0; HTGR: 0; HTGR: 0; HTGR: 0; HTGR: 0; HTGR: 0
20 | 216.2 |  |  |  | 216.2 | Security Building and Gatehouse | HTGR: 0; HTGR: 0; HTGR: 0; HTGR: 0; HTGR: 0; HTGR: 0; HTGR: 0; HTGR: 0; PWR: 0; PWR: 0; HTGR: 0; HTGR: 0; HTGR: 0; HTGR: 0; PWR: 6109998.6419; PWR: 4346159.1937; PWR: 4187461.7016; PWR: 4187461.7016; PWR: 4183555.7731; HTGR: 0; SFR: 0; SFR: 0; BWR: 2924901.1993; PWR: 3075987.7007; PWR: #N/A; SFR: 0; SFR: 0; SFR: 0; SFR: 0; SFR: 0; SFR: 0; SFR: 6925341.9962; PWR: 0; SFR: 0; FHR: 4926753.8537; FHR: 4926753.8537; HTGR: 175511.4931; HTGR: 172320.3751; HTGR: 169129.257; HTGR: 338258.5141; HTGR: 0; HTGR: 0; HTGR: 0; HTGR: 0; HTGR: 0; HTGR: 0; HTGR: 0; HTGR: 0; HTGR: 0
20 | 216.3 |  |  |  | 216.3 | Training Center | HTGR: 0; HTGR: 0; HTGR: 0; HTGR: 0; HTGR: 0; HTGR: 0; HTGR: 0; HTGR: 0; PWR: 0; PWR: 0; HTGR: 0; HTGR: 0; HTGR: 0; HTGR: 0; PWR: 0; PWR: 0; PWR: 0; PWR: 0; PWR: 0; HTGR: 0; SFR: 0; SFR: 0; BWR: 0; PWR: 0; PWR: #N/A; SFR: 0; SFR: 0; SFR: 0; SFR: 0; SFR: 0; SFR: 0; SFR: 0; PWR: 0; SFR: 0; FHR: 0; FHR: 0; HTGR: 0; HTGR: 0; HTGR: 0; HTGR: 0; HTGR: 0; HTGR: 0; HTGR: 0; HTGR: 0; HTGR: 0; HTGR: 0; HTGR: 0; HTGR: 0; HTGR: 0
20 | 216.4 |  |  |  | 216.4 | Operation and Maintenance (O&M) Center | HTGR: 0; HTGR: 0; HTGR: 0; HTGR: 0; HTGR: 0; HTGR: 0; HTGR: 0; HTGR: 0; PWR: 0; PWR: 0; HTGR: 0; HTGR: 0; HTGR: 0; HTGR: 0; PWR: 3209466.9861; PWR: 2519212.1947; PWR: 2431577.7106; PWR: 2431577.7106; PWR: 0; HTGR: 0; SFR: 0; SFR: 0; BWR: 1506368.0294; PWR: 1584180.4534; PWR: #N/A; SFR: 0; SFR: 0; SFR: 0; SFR: 0; SFR: 0; SFR: 0; SFR: 39835804.2291; PWR: 0; SFR: 0; FHR: 2855748.6819; FHR: 2855748.6819; HTGR: 23186663.804; HTGR: 22615453.6717; HTGR: 22098492.5464; HTGR: 35140592.0464; HTGR: 11691208.5079; HTGR: 11593638.7337; HTGR: 11421994.7754; HTGR: 11691208.5079; HTGR: 11593638.7337; HTGR: 11442880.6204; HTGR: 11657799.566; HTGR: 11553564.8235; HTGR: 11405834.3298
20 | 217 |  |  | 217 |  | Miscellaneous Other Structures | HTGR: 0; HTGR: 0; HTGR: 0; HTGR: 0; HTGR: 0; HTGR: 0; HTGR: 0; HTGR: 0; PWR: 0; PWR: 0; HTGR: 0; HTGR: 0; HTGR: 0; HTGR: 0; PWR: 0; PWR: 0; PWR: 0; PWR: 0; PWR: 0; HTGR: 0; SFR: 0; SFR: 0; BWR: 0; PWR: 0; PWR: #N/A; SFR: 0; SFR: 0; SFR: 0; SFR: 0; SFR: 0; SFR: 0; SFR: 12252352.6574; PWR: 0; SFR: 0; FHR: 0; FHR: 0; HTGR: 0; HTGR: 0; HTGR: 0; HTGR: 0; HTGR: 0; HTGR: 0; HTGR: 0; HTGR: 0; HTGR: 0; HTGR: 0; HTGR: 0; HTGR: 0; HTGR: 0
20 | 217.1 |  |  |  | 217.1 | Foundations for Outside Equipment and Tanks | HTGR: 0; HTGR: 0; HTGR: 0; HTGR: 0; HTGR: 0; HTGR: 0; HTGR: 0; HTGR: 0; PWR: 0; PWR: 0; HTGR: 0; HTGR: 0; HTGR: 0; HTGR: 0; PWR: 0; PWR: 0; PWR: 0; PWR: 0; PWR: 0; HTGR: 0; SFR: 0; SFR: 0; BWR: 0; PWR: 0; PWR: #N/A; SFR: 0; SFR: 0; SFR: 0; SFR: 0; SFR: 0; SFR: 0; SFR: 0; PWR: 0; SFR: 0; FHR: 0; FHR: 0; HTGR: 0; HTGR: 0; HTGR: 0; HTGR: 0; HTGR: 0; HTGR: 0; HTGR: 0; HTGR: 0; HTGR: 0; HTGR: 0; HTGR: 0; HTGR: 0; HTGR: 0
20 | 217.2 |  |  |  | 217.2 | Railroad Tracks | HTGR: 0; HTGR: 0; HTGR: 0; HTGR: 0; HTGR: 0; HTGR: 0; HTGR: 0; HTGR: 0; PWR: 0; PWR: 0; HTGR: 0; HTGR: 0; HTGR: 0; HTGR: 0; PWR: 0; PWR: 0; PWR: 0; PWR: 0; PWR: 0; HTGR: 0; SFR: 0; SFR: 0; BWR: 0; PWR: 0; PWR: #N/A; SFR: 0; SFR: 0; SFR: 0; SFR: 0; SFR: 0; SFR: 0; SFR: 0; PWR: 0; SFR: 0; FHR: 0; FHR: 0; HTGR: 0; HTGR: 0; HTGR: 0; HTGR: 0; HTGR: 0; HTGR: 0; HTGR: 0; HTGR: 0; HTGR: 0; HTGR: 0; HTGR: 0; HTGR: 0; HTGR: 0
20 | 217.3 |  |  |  | 217.3 | Roads and Paved Areas | HTGR: 0; HTGR: 0; HTGR: 0; HTGR: 0; HTGR: 0; HTGR: 0; HTGR: 0; HTGR: 0; PWR: 0; PWR: 0; HTGR: 0; HTGR: 0; HTGR: 0; HTGR: 0; PWR: 0; PWR: 0; PWR: 0; PWR: 0; PWR: 0; HTGR: 0; SFR: 0; SFR: 0; BWR: 0; PWR: 0; PWR: #N/A; SFR: 0; SFR: 0; SFR: 0; SFR: 0; SFR: 0; SFR: 0; SFR: 12252352.6574; PWR: 0; SFR: 0; FHR: 0; FHR: 0; HTGR: 0; HTGR: 0; HTGR: 0; HTGR: 0; HTGR: 0; HTGR: 0; HTGR: 0; HTGR: 0; HTGR: 0; HTGR: 0; HTGR: 0; HTGR: 0; HTGR: 0
20 | 217.4 |  |  |  | 217.4 | Beyond Design-Basis Building | HTGR: 0; HTGR: 0; HTGR: 0; HTGR: 0; HTGR: 0; HTGR: 0; HTGR: 0; HTGR: 0; PWR: 0; PWR: 0; HTGR: 0; HTGR: 0; HTGR: 0; HTGR: 0; PWR: 0; PWR: 0; PWR: 0; PWR: 0; PWR: 0; HTGR: 0; SFR: 0; SFR: 0; BWR: 0; PWR: 0; PWR: #N/A; SFR: 0; SFR: 0; SFR: 0; SFR: 0; SFR: 0; SFR: 0; SFR: 0; PWR: 0; SFR: 0; FHR: 0; FHR: 0; HTGR: 0; HTGR: 0; HTGR: 0; HTGR: 0; HTGR: 0; HTGR: 0; HTGR: 0; HTGR: 0; HTGR: 0; HTGR: 0; HTGR: 0; HTGR: 0; HTGR: 0
20 | 22 |  | 22 |  |  | Reactor System | HTGR: 336075533.6561; HTGR: 988805442.8279; HTGR: 467941428.0927; HTGR: 1394761818.6206; HTGR: 237027931.3765; HTGR: 698730140.428; HTGR: 340910928.4131; HTGR: 1017819400.2443; PWR: 3266411538.5239; PWR: 1881046333.469; HTGR: 1054911119.4454; HTGR: 2008144058.7034; HTGR: 686327716.2657; HTGR: 1258267479.8205; PWR: 1182757892.2625; PWR: 967062522.6052; PWR: 650824187.8552; PWR: 371618082.4957; PWR: 575352203.4857; HTGR: 1758229889.267; SFR: 2320966892.1995; SFR: 2875318564.6146; BWR: 161315511.491; PWR: 289662626.6308; PWR: #N/A; SFR: 98263598.7514; SFR: 160656206.8939; SFR: 286388000.7115; SFR: 544370764.2637; SFR: 1041870847.4257; SFR: 1285418183.3491; SFR: 687862996.4584; PWR: 1150424801.0842; SFR: 709306984.9881; FHR: 1232945377.3065; FHR: 1232945377.3065; HTGR: 947500391.3219; HTGR: 837722739.0346; HTGR: 756116276.9566; HTGR: 1429266675.5427; HTGR: 1221144216.0147; HTGR: 1079029741.3081; HTGR: 986483240.1666; HTGR: 1129655418.5321; HTGR: 1335451284.0498; HTGR: 1231926011.1516; HTGR: 1310761237.5772; HTGR: 1164814009.2606; HTGR: 1075208188.8396
20 | 221 |  |  | 221 |  | Reactor Components | HTGR: 198625538.1777; HTGR: 572420230.7839; HTGR: 244811357.1305; HTGR: 705078545.8024; HTGR: 134923111.7667; HTGR: 389093297.459; HTGR: 174432966.3453; HTGR: 502428711.3431; PWR: 0; PWR: 0; HTGR: 0; HTGR: 0; HTGR: 0; HTGR: 0; PWR: 608009279.184; PWR: 605855714.8696; PWR: 440642272.4213; PWR: 32882850.492; PWR: 409532135.8769; HTGR: 0; SFR: 0; SFR: 0; BWR: 85760484.9718; PWR: 145491169.971; PWR: #N/A; SFR: 0; SFR: 0; SFR: 0; SFR: 0; SFR: 0; SFR: 0; SFR: 155968269.1993; PWR: 0; SFR: 328433231.7782; FHR: 297542642.3114; FHR: 297542642.3114; HTGR: 499729087.765; HTGR: 432201838.5556; HTGR: 389064304.6577; HTGR: 778128609.3154; HTGR: 743877950.6476; HTGR: 663149715.5422; HTGR: 608277312.9107; HTGR: 425901604.5289; HTGR: 721752450.4592; HTGR: 670846387.2708; HTGR: 812738145.3343; HTGR: 729439240.3737; HTGR: 677808338.2316
20 | 221.11 |  |  |  | 221.11 | Reactor support | HTGR: 0; HTGR: 0; HTGR: 0; HTGR: 0; HTGR: 0; HTGR: 0; HTGR: 0; HTGR: 0; PWR: 0; PWR: 0; HTGR: 0; HTGR: 0; HTGR: 0; HTGR: 0; PWR: 0; PWR: 0; PWR: 0; PWR: 0; PWR: 0; HTGR: 0; SFR: 0; SFR: 0; BWR: 0; PWR: 0; PWR: #N/A; SFR: 0; SFR: 0; SFR: 0; SFR: 0; SFR: 0; SFR: 0; SFR: 0; PWR: 0; SFR: 20653380.3506; FHR: 0; FHR: 0; HTGR: 245668223.6372; HTGR: 218132065.9212; HTGR: 196572872.3265; HTGR: 393148935.771; HTGR: 360064093.8513; HTGR: 333828126.909; HTGR: 317485025.472; HTGR: 42087742.4764; HTGR: 392430861.8261; HTGR: 375829726.7729; HTGR: 428924283.2818; HTGR: 400117651.7405; HTGR: 382791677.7337
20 | 221.12 |  |  |  | 221.12 | Outer vessel structure | HTGR: 125657871.4905; HTGR: 362015187.9237; HTGR: 147869491.2773; HTGR: 426029474.1832; HTGR: 86803134.9112; HTGR: 250177085.5059; HTGR: 102120417.6574; HTGR: 294366354.3655; PWR: 0; PWR: 0; HTGR: 0; HTGR: 0; HTGR: 0; HTGR: 0; PWR: 0; PWR: 0; PWR: 0; PWR: 0; PWR: 0; HTGR: 0; SFR: 0; SFR: 0; BWR: 0; PWR: 0; PWR: #N/A; SFR: 0; SFR: 0; SFR: 0; SFR: 0; SFR: 0; SFR: 0; SFR: 0; PWR: 0; SFR: 0; FHR: 0; FHR: 0; HTGR: 0; HTGR: 0; HTGR: 0; HTGR: 0; HTGR: 0; HTGR: 0; HTGR: 0; HTGR: 0; HTGR: 0; HTGR: 0; HTGR: 0; HTGR: 0; HTGR: 0
20 | 221.13 |  |  |  | 221.13 | Inner vessel structure | HTGR: 47589643.237; HTGR: 138337609.0959; HTGR: 55809814.3239; HTGR: 162235293.1197; HTGR: 33613792.5847; HTGR: 97737366.281; HTGR: 39416266.293; HTGR: 114614453.7875; PWR: 0; PWR: 0; HTGR: 0; HTGR: 0; HTGR: 0; HTGR: 0; PWR: 0; PWR: 0; PWR: 0; PWR: 0; PWR: 0; HTGR: 0; SFR: 0; SFR: 0; BWR: 0; PWR: 0; PWR: #N/A; SFR: 0; SFR: 0; SFR: 0; SFR: 0; SFR: 0; SFR: 0; SFR: 0; PWR: 0; SFR: 289045646.7281; FHR: 0; FHR: 0; HTGR: 0; HTGR: 0; HTGR: 0; HTGR: 0; HTGR: 0; HTGR: 0; HTGR: 0; HTGR: 0; HTGR: 0; HTGR: 0; HTGR: 0; HTGR: 0; HTGR: 0
20 | 221.21 |  |  |  | 221.21 | Reactivity control system | HTGR: 0; HTGR: 0; HTGR: 0; HTGR: 0; HTGR: 0; HTGR: 0; HTGR: 0; HTGR: 0; PWR: 0; PWR: 0; HTGR: 0; HTGR: 0; HTGR: 0; HTGR: 0; PWR: 0; PWR: 0; PWR: 0; PWR: 0; PWR: 0; HTGR: 0; SFR: 0; SFR: 0; BWR: 0; PWR: 0; PWR: #N/A; SFR: 0; SFR: 0; SFR: 0; SFR: 0; SFR: 0; SFR: 0; SFR: 0; PWR: 0; SFR: 18734204.6995; FHR: 0; FHR: 0; HTGR: 0; HTGR: 0; HTGR: 0; HTGR: 0; HTGR: 0; HTGR: 0; HTGR: 0; HTGR: 0; HTGR: 0; HTGR: 0; HTGR: 0; HTGR: 0; HTGR: 0
20 | 221.31 |  |  |  | 221.31 | Reflector | HTGR: 0; HTGR: 0; HTGR: 0; HTGR: 0; HTGR: 0; HTGR: 0; HTGR: 0; HTGR: 0; PWR: 0; PWR: 0; HTGR: 0; HTGR: 0; HTGR: 0; HTGR: 0; PWR: 0; PWR: 0; PWR: 0; PWR: 0; PWR: 0; HTGR: 0; SFR: 0; SFR: 0; BWR: 0; PWR: 0; PWR: #N/A; SFR: 0; SFR: 0; SFR: 0; SFR: 0; SFR: 0; SFR: 0; SFR: 0; PWR: 0; SFR: 0; FHR: 0; FHR: 0; HTGR: 0; HTGR: 0; HTGR: 0; HTGR: 0; HTGR: 0; HTGR: 0; HTGR: 0; HTGR: 0; HTGR: 0; HTGR: 0; HTGR: 0; HTGR: 0; HTGR: 0
20 | 221.32 |  |  |  | 221.32 | Shield | HTGR: 0; HTGR: 0; HTGR: 0; HTGR: 0; HTGR: 0; HTGR: 0; HTGR: 0; HTGR: 0; PWR: 0; PWR: 0; HTGR: 0; HTGR: 0; HTGR: 0; HTGR: 0; PWR: 0; PWR: 0; PWR: 0; PWR: 0; PWR: 0; HTGR: 0; SFR: 0; SFR: 0; BWR: 0; PWR: 0; PWR: #N/A; SFR: 0; SFR: 0; SFR: 0; SFR: 0; SFR: 0; SFR: 0; SFR: 0; PWR: 0; SFR: 0; FHR: 0; FHR: 0; HTGR: 0; HTGR: 0; HTGR: 0; HTGR: 0; HTGR: 0; HTGR: 0; HTGR: 0; HTGR: 0; HTGR: 0; HTGR: 0; HTGR: 0; HTGR: 0; HTGR: 0
20 | 221.33 |  |  |  | 221.33 | Moderator | HTGR: 25378023.4502; HTGR: 72067433.7644; HTGR: 41132051.5293; HTGR: 116813778.4995; HTGR: 14506184.2709; HTGR: 41178845.6722; HTGR: 32896282.3949; HTGR: 93447903.1901; PWR: 0; PWR: 0; HTGR: 0; HTGR: 0; HTGR: 0; HTGR: 0; PWR: 0; PWR: 0; PWR: 0; PWR: 0; PWR: 0; HTGR: 0; SFR: 0; SFR: 0; BWR: 0; PWR: 0; PWR: #N/A; SFR: 0; SFR: 0; SFR: 0; SFR: 0; SFR: 0; SFR: 0; SFR: 0; PWR: 0; SFR: 0; FHR: 0; FHR: 0; HTGR: 0; HTGR: 0; HTGR: 0; HTGR: 0; HTGR: 0; HTGR: 0; HTGR: 0; HTGR: 0; HTGR: 0; HTGR: 0; HTGR: 0; HTGR: 0; HTGR: 0
20 | 222 |  |  | 222 |  | Main Heat Transport System | HTGR: 29386721.6842; HTGR: 86669917.3782; HTGR: 34284508.6316; HTGR: 101075348.468; HTGR: 20776599.4073; HTGR: 61269130.9849; HTGR: 24223767.9276; HTGR: 71439058.0221; PWR: 0; PWR: 0; HTGR: 0; HTGR: 0; HTGR: 0; HTGR: 0; PWR: 65449623.9315; PWR: 31587023.6091; PWR: 18358202.2182; PWR: 30399650.0645; PWR: 20177439.476; HTGR: 0; SFR: 0; SFR: 0; BWR: 0; PWR: 18007919.3888; PWR: #N/A; SFR: 0; SFR: 0; SFR: 0; SFR: 0; SFR: 0; SFR: 0; SFR: 97612439.5792; PWR: 0; SFR: 176805645.5736; FHR: 245040120.5765; FHR: 245040120.5765; HTGR: 157653996.5003; HTGR: 140090082.7132; HTGR: 120921036.5433; HTGR: 241842073.0866; HTGR: 300699053.1873; HTGR: 262073451.6113; HTGR: 237093797.0238; HTGR: 524274220.9368; HTGR: 457211791.0614; HTGR: 416122813.53; HTGR: 315283964.3762; HTGR: 277320581.0128; HTGR: 251046416.6537
20 | 222.1 |  |  |  | 222.1 | Reactor coolant system | HTGR: 0; HTGR: 0; HTGR: 0; HTGR: 0; HTGR: 0; HTGR: 0; HTGR: 0; HTGR: 0; PWR: 0; PWR: 0; HTGR: 0; HTGR: 0; HTGR: 0; HTGR: 0; PWR: 0; PWR: 0; PWR: 0; PWR: 0; PWR: 0; HTGR: 0; SFR: 0; SFR: 0; BWR: 0; PWR: 0; PWR: #N/A; SFR: 0; SFR: 0; SFR: 0; SFR: 0; SFR: 0; SFR: 0; SFR: 0; PWR: 0; SFR: 19700147.4113; FHR: 0; FHR: 0; HTGR: 0; HTGR: 0; HTGR: 0; HTGR: 0; HTGR: 0; HTGR: 0; HTGR: 0; HTGR: 0; HTGR: 0; HTGR: 0; HTGR: 0; HTGR: 0; HTGR: 0
20 | 222.2 |  |  |  | 222.2 | Heat exchangers | HTGR: 29386721.6842; HTGR: 86669917.3782; HTGR: 34284508.6316; HTGR: 101075348.468; HTGR: 20776599.4073; HTGR: 61269130.9849; HTGR: 24223767.9276; HTGR: 71439058.0221; PWR: 0; PWR: 0; HTGR: 0; HTGR: 0; HTGR: 0; HTGR: 0; PWR: 0; PWR: 0; PWR: 0; PWR: 0; PWR: 0; HTGR: 0; SFR: 0; SFR: 0; BWR: 0; PWR: 0; PWR: #N/A; SFR: 0; SFR: 0; SFR: 0; SFR: 0; SFR: 0; SFR: 0; SFR: 0; PWR: 0; SFR: 0; FHR: 0; FHR: 0; HTGR: 0; HTGR: 0; HTGR: 0; HTGR: 0; HTGR: 0; HTGR: 0; HTGR: 0; HTGR: 0; HTGR: 0; HTGR: 0; HTGR: 0; HTGR: 0; HTGR: 0
20 | 222.3 |  |  |  | 222.3 | Pressurizer system | HTGR: 0; HTGR: 0; HTGR: 0; HTGR: 0; HTGR: 0; HTGR: 0; HTGR: 0; HTGR: 0; PWR: 0; PWR: 0; HTGR: 0; HTGR: 0; HTGR: 0; HTGR: 0; PWR: 0; PWR: 0; PWR: 0; PWR: 0; PWR: 0; HTGR: 0; SFR: 0; SFR: 0; BWR: 0; PWR: 0; PWR: #N/A; SFR: 0; SFR: 0; SFR: 0; SFR: 0; SFR: 0; SFR: 0; SFR: 0; PWR: 0; SFR: 1931885.4236; FHR: 0; FHR: 0; HTGR: 0; HTGR: 0; HTGR: 0; HTGR: 0; HTGR: 0; HTGR: 0; HTGR: 0; HTGR: 0; HTGR: 0; HTGR: 0; HTGR: 0; HTGR: 0; HTGR: 0
20 | 223 |  |  | 223 |  | Safety Systems | HTGR: 19684736.0751; HTGR: 78710230.1176; HTGR: 45093955.6205; HTGR: 180360224.4345; HTGR: 15036517.8894; HTGR: 60114875.4623; HTGR: 34440489.1076; HTGR: 137761956.4305; PWR: 0; PWR: 0; HTGR: 0; HTGR: 0; HTGR: 0; HTGR: 0; PWR: 77828899.4909; PWR: 39621751.4895; PWR: 21105608.0741; PWR: 36830770.9166; PWR: 15725829.7861; HTGR: 0; SFR: 0; SFR: 0; BWR: 995164.4311; PWR: 0; PWR: #N/A; SFR: 0; SFR: 0; SFR: 0; SFR: 0; SFR: 0; SFR: 0; SFR: 10108061.4182; PWR: 0; SFR: 0; FHR: 92630253.0956; FHR: 92630253.0956; HTGR: 55927535.0713; HTGR: 49902704.1792; HTGR: 44366114.3499; HTGR: 88738610.936; HTGR: 55477613.8146; HTGR: 47811149.9509; HTGR: 43549927.7117; HTGR: 58475538.0973; HTGR: 50733896.2298; HTGR: 46798847.4462; HTGR: 56574085.1971; HTGR: 48892806.4965; HTGR: 44981497.7202
20 | 223.1 |  |  |  | 223.1 | Residual Heat Removal System | HTGR: 0; HTGR: 0; HTGR: 0; HTGR: 0; HTGR: 0; HTGR: 0; HTGR: 0; HTGR: 0; PWR: 0; PWR: 0; HTGR: 0; HTGR: 0; HTGR: 0; HTGR: 0; PWR: 0; PWR: 0; PWR: 0; PWR: 0; PWR: 0; HTGR: 0; SFR: 0; SFR: 0; BWR: 0; PWR: 0; PWR: #N/A; SFR: 0; SFR: 0; SFR: 0; SFR: 0; SFR: 0; SFR: 0; SFR: 0; PWR: 0; SFR: 0; FHR: 0; FHR: 0; HTGR: 0; HTGR: 0; HTGR: 0; HTGR: 0; HTGR: 0; HTGR: 0; HTGR: 0; HTGR: 0; HTGR: 0; HTGR: 0; HTGR: 0; HTGR: 0; HTGR: 0
20 | 223.3 |  |  |  | 223.3 | Safety Injection System | HTGR: 0; HTGR: 0; HTGR: 0; HTGR: 0; HTGR: 0; HTGR: 0; HTGR: 0; HTGR: 0; PWR: 0; PWR: 0; HTGR: 0; HTGR: 0; HTGR: 0; HTGR: 0; PWR: 0; PWR: 0; PWR: 0; PWR: 0; PWR: 0; HTGR: 0; SFR: 0; SFR: 0; BWR: 0; PWR: 0; PWR: #N/A; SFR: 0; SFR: 0; SFR: 0; SFR: 0; SFR: 0; SFR: 0; SFR: 0; PWR: 0; SFR: 0; FHR: 0; FHR: 0; HTGR: 0; HTGR: 0; HTGR: 0; HTGR: 0; HTGR: 0; HTGR: 0; HTGR: 0; HTGR: 0; HTGR: 0; HTGR: 0; HTGR: 0; HTGR: 0; HTGR: 0
20 | 223.4 |  |  |  | 223.4 | Containment Spray System | HTGR: 0; HTGR: 0; HTGR: 0; HTGR: 0; HTGR: 0; HTGR: 0; HTGR: 0; HTGR: 0; PWR: 0; PWR: 0; HTGR: 0; HTGR: 0; HTGR: 0; HTGR: 0; PWR: 0; PWR: 0; PWR: 0; PWR: 0; PWR: 0; HTGR: 0; SFR: 0; SFR: 0; BWR: 0; PWR: 0; PWR: #N/A; SFR: 0; SFR: 0; SFR: 0; SFR: 0; SFR: 0; SFR: 0; SFR: 0; PWR: 0; SFR: 0; FHR: 0; FHR: 0; HTGR: 37626473.013; HTGR: 32590888.7187; HTGR: 28937058.5431; HTGR: 57877308.2043; HTGR: 11318277.7769; HTGR: 10424911.8414; HTGR: 9649489.0374; HTGR: 13212161.628; HTGR: 12310995.3669; HTGR: 11550403.1686; HTGR: 11310708.7277; HTGR: 10469905.6336; HTGR: 9733053.4425
20 | 223.5 |  |  |  | 223.5 | Combustible Gas Control System | HTGR: 0; HTGR: 0; HTGR: 0; HTGR: 0; HTGR: 0; HTGR: 0; HTGR: 0; HTGR: 0; PWR: 0; PWR: 0; HTGR: 0; HTGR: 0; HTGR: 0; HTGR: 0; PWR: 0; PWR: 0; PWR: 0; PWR: 0; PWR: 0; HTGR: 0; SFR: 0; SFR: 0; BWR: 0; PWR: 0; PWR: #N/A; SFR: 0; SFR: 0; SFR: 0; SFR: 0; SFR: 0; SFR: 0; SFR: 0; PWR: 0; SFR: 0; FHR: 0; FHR: 0; HTGR: 0; HTGR: 0; HTGR: 0; HTGR: 0; HTGR: 0; HTGR: 0; HTGR: 0; HTGR: 0; HTGR: 0; HTGR: 0; HTGR: 0; HTGR: 0; HTGR: 0
20 | 223.2 |  |  |  | 223.2 | Reactor Cavity Cooling System (RCCS) | HTGR: 19684736.0751; HTGR: 78710230.1176; HTGR: 45093955.6205; HTGR: 180360224.4345; HTGR: 15036517.8894; HTGR: 60114875.4623; HTGR: 34440489.1076; HTGR: 137761956.4305; PWR: 0; PWR: 0; HTGR: 0; HTGR: 0; HTGR: 0; HTGR: 0; PWR: 0; PWR: 0; PWR: 0; PWR: 0; PWR: 0; HTGR: 0; SFR: 0; SFR: 0; BWR: 0; PWR: 0; PWR: #N/A; SFR: 0; SFR: 0; SFR: 0; SFR: 0; SFR: 0; SFR: 0; SFR: 0; PWR: 0; SFR: 0; FHR: 0; FHR: 0; HTGR: 18301062.0583; HTGR: 17311815.4606; HTGR: 15429055.8068; HTGR: 30861302.7316; HTGR: 44159336.0377; HTGR: 37386238.1095; HTGR: 33900438.6743; HTGR: 45263376.4693; HTGR: 38422900.863; HTGR: 35248444.2776; HTGR: 45263376.4693; HTGR: 38422900.863; HTGR: 35248444.2776
20 | 224 |  |  | 224 |  | Radioactive Byproduct Processing Systems | HTGR: 0; HTGR: 0; HTGR: 0; HTGR: 0; HTGR: 0; HTGR: 0; HTGR: 0; HTGR: 0; PWR: 0; PWR: 0; HTGR: 0; HTGR: 0; HTGR: 0; HTGR: 0; PWR: 98496791.4745; PWR: 66829693.1399; PWR: 39845525.4521; PWR: 63455941.014; PWR: 32584506.4826; HTGR: 0; SFR: 0; SFR: 0; BWR: 8106821.2935; PWR: 16846478.696; PWR: #N/A; SFR: 0; SFR: 0; SFR: 0; SFR: 0; SFR: 0; SFR: 0; SFR: 19693089.4257; PWR: 0; SFR: 75750244.2397; FHR: 110800161.8591; FHR: 110800161.8591; HTGR: 0; HTGR: 0; HTGR: 0; HTGR: 0; HTGR: 0; HTGR: 0; HTGR: 0; HTGR: 0; HTGR: 0; HTGR: 0; HTGR: 0; HTGR: 0; HTGR: 0
20 | 225 |  |  | 225 |  | Fuel Handling Systems | HTGR: 88378537.7191; HTGR: 251005064.5482; HTGR: 143751606.7101; HTGR: 408247699.9156; HTGR: 66291702.3131; HTGR: 188252836.5217; HTGR: 107813705.0325; HTGR: 306189674.4486; PWR: 0; PWR: 0; HTGR: 0; HTGR: 0; HTGR: 0; HTGR: 0; PWR: 13557066.1765; PWR: 10106781.4662; PWR: 6224502.34; PWR: 9902476.5148; PWR: 3203882.5295; HTGR: 0; SFR: 0; SFR: 0; BWR: 5457791.8419; PWR: 11234571.1124; PWR: #N/A; SFR: 0; SFR: 0; SFR: 0; SFR: 0; SFR: 0; SFR: 0; SFR: 32909967.408; PWR: 0; SFR: 0; FHR: 77415027.7549; FHR: 77415027.7549; HTGR: 116479000.2076; HTGR: 108086359.717; HTGR: 96850433.0375; HTGR: 125730051.4556; HTGR: 45072095.0335; HTGR: 40777466.4805; HTGR: 37661307.3425; HTGR: 45034475.8079; HTGR: 40738682.9881; HTGR: 37965033.8367; HTGR: 45034502.0894; HTGR: 40738682.9881; HTGR: 37965033.8367
20 | 225.1 |  |  |  | 225.1 | Core Refueling Equipment | HTGR: 88378537.7191; HTGR: 251005064.5482; HTGR: 143751606.7101; HTGR: 408247699.9156; HTGR: 66291702.3131; HTGR: 188252836.5217; HTGR: 107813705.0325; HTGR: 306189674.4486; PWR: 0; PWR: 0; HTGR: 0; HTGR: 0; HTGR: 0; HTGR: 0; PWR: 0; PWR: 0; PWR: 0; PWR: 0; PWR: 0; HTGR: 0; SFR: 0; SFR: 0; BWR: 0; PWR: 0; PWR: #N/A; SFR: 0; SFR: 0; SFR: 0; SFR: 0; SFR: 0; SFR: 0; SFR: 0; PWR: 0; SFR: 0; FHR: 0; FHR: 0; HTGR: 0; HTGR: 0; HTGR: 0; HTGR: 0; HTGR: 0; HTGR: 0; HTGR: 0; HTGR: 0; HTGR: 0; HTGR: 0; HTGR: 0; HTGR: 0; HTGR: 0
20 | 226 |  |  | 226 |  | Other Reactor Plant Equipment | HTGR: 0; HTGR: 0; HTGR: 0; HTGR: 0; HTGR: 0; HTGR: 0; HTGR: 0; HTGR: 0; PWR: 0; PWR: 0; HTGR: 0; HTGR: 0; HTGR: 0; HTGR: 0; PWR: 214966457.6617; PWR: 120495057.385; PWR: 61135127.0112; PWR: 107045911.6301; PWR: 29680589.0505; HTGR: 0; SFR: 0; SFR: 0; BWR: 19155076.7693; PWR: 30538376.6162; PWR: #N/A; SFR: 0; SFR: 0; SFR: 0; SFR: 0; SFR: 0; SFR: 0; SFR: 12001559.9001; PWR: 0; SFR: 49695210.5666; FHR: 222887259.1232; FHR: 222887259.1232; HTGR: 0; HTGR: 0; HTGR: 0; HTGR: 0; HTGR: 0; HTGR: 0; HTGR: 0; HTGR: 0; HTGR: 0; HTGR: 0; HTGR: 0; HTGR: 0; HTGR: 0
20 | 227 |  |  | 227 |  | Reactor Instrumentation and Control (I&C) | HTGR: 0; HTGR: 0; HTGR: 0; HTGR: 0; HTGR: 0; HTGR: 0; HTGR: 0; HTGR: 0; PWR: 0; PWR: 0; HTGR: 0; HTGR: 0; HTGR: 0; HTGR: 0; PWR: 75334086.5849; PWR: 68785411.3259; PWR: 47615652.2054; PWR: 68065010.0422; PWR: 47614672.5322; HTGR: 0; SFR: 0; SFR: 0; BWR: 26239942.5352; PWR: 60688183.2604; PWR: #N/A; SFR: 0; SFR: 0; SFR: 0; SFR: 0; SFR: 0; SFR: 0; SFR: 0; PWR: 0; SFR: 78622652.83; FHR: 83281061.0061; FHR: 83281061.0061; HTGR: 73086176.8651; HTGR: 71611880.3227; HTGR: 70204597.2595; HTGR: 140409194.5189; HTGR: 40124704.323; HTGR: 36487119.171; HTGR: 33537284.6318; HTGR: 39130649.0087; HTGR: 35337488.359; HTGR: 32605926.2746; HTGR: 44291610.4279; HTGR: 38745723.4373; HTGR: 35819899.604
20 | 228 |  |  | 228 |  | Reactor Plant Miscellaneous Items | HTGR: 0; HTGR: 0; HTGR: 0; HTGR: 0; HTGR: 0; HTGR: 0; HTGR: 0; HTGR: 0; PWR: 0; PWR: 0; HTGR: 0; HTGR: 0; HTGR: 0; HTGR: 0; PWR: 29115687.7586; PWR: 23781089.3201; PWR: 15897298.1327; PWR: 23035471.8215; PWR: 16833147.752; HTGR: 0; SFR: 0; SFR: 0; BWR: 15600229.6482; PWR: 6855927.5859; PWR: #N/A; SFR: 0; SFR: 0; SFR: 0; SFR: 0; SFR: 0; SFR: 0; SFR: 15638111.2987; PWR: 0; SFR: 0; FHR: 103348851.5796; FHR: 103348851.5796; HTGR: 44624594.9126; HTGR: 35829873.5468; HTGR: 34709791.1087; HTGR: 54418136.2302; HTGR: 35892799.0086; HTGR: 28730838.5522; HTGR: 26363610.5462; HTGR: 36838930.1524; HTGR: 29676974.9522; HTGR: 27587002.7934; HTGR: 36838930.1524; HTGR: 29676974.9522; HTGR: 27587002.7934
20 | 23 |  | 23 |  |  | Energy Conversion System | HTGR: 317404670.6752; HTGR: 1162460095.6678; HTGR: 592710210.8698; HTGR: 2245978472.4163; HTGR: 184212942.1925; HTGR: 664242857.1775; HTGR: 435606675.4115; HTGR: 1656871410.5429; PWR: 2198790646.555; PWR: 1258267479.8205; HTGR: 622778853.6485; HTGR: 1410784750.1017; HTGR: 406712720.7501; HTGR: 889684076.6407; PWR: 1051149539.6738; PWR: 885075427.1565; PWR: 466745273.4888; PWR: 835722753.6589; PWR: 457536124.8121; HTGR: 168988929.3256; SFR: 371598373.8167; SFR: 405103145.2264; BWR: 139032041.9511; PWR: 222594041.2924; PWR: #N/A; SFR: 142170574.2871; SFR: 237796907.4358; SFR: 442319052.488; SFR: 837840701.367; SFR: 1587445518.0792; SFR: 1950150930.3559; SFR: 131346030.6372; PWR: 299333204.8953; SFR: 178966306.9025; FHR: 784725676.2139; FHR: 784725676.2139; HTGR: 480572806.0674; HTGR: 476242458.8637; HTGR: 472307810.2991; HTGR: 943543404.9309; HTGR: 516250584.6819; HTGR: 491549237.1985; HTGR: 488351413.802; HTGR: 851972613.8391; HTGR: 796089062.4573; HTGR: 746597662.4394; HTGR: 470245580.6874; HTGR: 431650851.8962; HTGR: 393435852.8395
20 | 231 |  |  | 231 |  | Reactor-Application Interface Systems | HTGR: 0; HTGR: 0; HTGR: 0; HTGR: 0; HTGR: 0; HTGR: 0; HTGR: 0; HTGR: 0; PWR: 0; PWR: 0; HTGR: 0; HTGR: 0; HTGR: 0; HTGR: 0; PWR: 0; PWR: 0; PWR: 0; PWR: 0; PWR: 0; HTGR: 0; SFR: 0; SFR: 0; BWR: 0; PWR: 0; PWR: #N/A; SFR: 0; SFR: 0; SFR: 0; SFR: 0; SFR: 0; SFR: 0; SFR: 0; PWR: 0; SFR: 0; FHR: 0; FHR: 0; HTGR: 0; HTGR: 0; HTGR: 0; HTGR: 0; HTGR: 0; HTGR: 0; HTGR: 0; HTGR: 0; HTGR: 0; HTGR: 0; HTGR: 0; HTGR: 0; HTGR: 0
20 | 231.1 |  |  |  | 231.1 | Thermal Energy Piping Systems | HTGR: 0; HTGR: 0; HTGR: 0; HTGR: 0; HTGR: 0; HTGR: 0; HTGR: 0; HTGR: 0; PWR: 0; PWR: 0; HTGR: 0; HTGR: 0; HTGR: 0; HTGR: 0; PWR: 0; PWR: 0; PWR: 0; PWR: 0; PWR: 0; HTGR: 0; SFR: 0; SFR: 0; BWR: 0; PWR: 0; PWR: #N/A; SFR: 0; SFR: 0; SFR: 0; SFR: 0; SFR: 0; SFR: 0; SFR: 0; PWR: 0; SFR: 0; FHR: 0; FHR: 0; HTGR: 0; HTGR: 0; HTGR: 0; HTGR: 0; HTGR: 0; HTGR: 0; HTGR: 0; HTGR: 0; HTGR: 0; HTGR: 0; HTGR: 0; HTGR: 0; HTGR: 0
20 | 231.2 |  |  |  | 231.2 | Thermal Energy Storage Systems | HTGR: 0; HTGR: 0; HTGR: 0; HTGR: 0; HTGR: 0; HTGR: 0; HTGR: 0; HTGR: 0; PWR: 0; PWR: 0; HTGR: 0; HTGR: 0; HTGR: 0; HTGR: 0; PWR: 0; PWR: 0; PWR: 0; PWR: 0; PWR: 0; HTGR: 0; SFR: 0; SFR: 0; BWR: 0; PWR: 0; PWR: #N/A; SFR: 0; SFR: 0; SFR: 0; SFR: 0; SFR: 0; SFR: 0; SFR: 0; PWR: 0; SFR: 0; FHR: 0; FHR: 0; HTGR: 0; HTGR: 0; HTGR: 0; HTGR: 0; HTGR: 0; HTGR: 0; HTGR: 0; HTGR: 0; HTGR: 0; HTGR: 0; HTGR: 0; HTGR: 0; HTGR: 0
20 | 232 |  |  | 232 |  | Energy Applications | HTGR: 160940655.1687; HTGR: 643793816.7699; HTGR: 416311890.5264; HTGR: 1665247562.1057; HTGR: 119652623.1633; HTGR: 478626090.7008; HTGR: 309512058.5881; HTGR: 1238032636.3047; PWR: 0; PWR: 0; HTGR: 0; HTGR: 0; HTGR: 0; HTGR: 0; PWR: 568151333.9004; PWR: 498795580.4264; PWR: 267845578.2842; PWR: 478822768.2047; PWR: 267846494.1351; HTGR: 0; SFR: 0; SFR: 0; BWR: 83208032.7875; PWR: 123781157.5556; PWR: #N/A; SFR: 0; SFR: 0; SFR: 0; SFR: 0; SFR: 0; SFR: 0; SFR: 0; PWR: 259527887.8833; SFR: 85104636.8169; FHR: 405406667.5261; FHR: 405406667.5261; HTGR: 268484717.7466; HTGR: 266949789.961; HTGR: 265555271.37; HTGR: 531113733.8581; HTGR: 227399923.9231; HTGR: 208085518.6544; HTGR: 207366298.6685; HTGR: 266733891.2584; HTGR: 249206906.4338; HTGR: 231962990.9067; HTGR: 383158713.542; HTGR: 346969115.8217; HTGR: 310143583.9376
20 | 232.1 |  |  |  | 232.1 | Electricity Generation Systems | HTGR: 0; HTGR: 0; HTGR: 0; HTGR: 0; HTGR: 0; HTGR: 0; HTGR: 0; HTGR: 0; PWR: 0; PWR: 0; HTGR: 0; HTGR: 0; HTGR: 0; HTGR: 0; PWR: 128558837.2041; PWR: 71235947.4688; PWR: 34258037.2898; PWR: 59644313.2417; PWR: 34256652.3446; HTGR: 0; SFR: 0; SFR: 0; BWR: 14534919.6129; PWR: 23202710.8403; PWR: #N/A; SFR: 0; SFR: 0; SFR: 0; SFR: 0; SFR: 0; SFR: 0; SFR: 0; PWR: 0; SFR: 0; FHR: 0; FHR: 0; HTGR: 55359516.0571; HTGR: 54596838.8415; HTGR: 53907557.3411; HTGR: 107815114.6822; HTGR: 0; HTGR: 0; HTGR: 0; HTGR: 0; HTGR: 0; HTGR: 0; HTGR: 0; HTGR: 0; HTGR: 0
20 | 232.2 |  |  |  | 232.2 | Process Heat Export Equipment | HTGR: 0; HTGR: 0; HTGR: 0; HTGR: 0; HTGR: 0; HTGR: 0; HTGR: 0; HTGR: 0; PWR: 0; PWR: 0; HTGR: 0; HTGR: 0; HTGR: 0; HTGR: 0; PWR: 0; PWR: 0; PWR: 0; PWR: 0; PWR: 0; HTGR: 0; SFR: 0; SFR: 0; BWR: 0; PWR: 0; PWR: #N/A; SFR: 0; SFR: 0; SFR: 0; SFR: 0; SFR: 0; SFR: 0; SFR: 0; PWR: 0; SFR: 0; FHR: 0; FHR: 0; HTGR: 0; HTGR: 0; HTGR: 0; HTGR: 0; HTGR: 0; HTGR: 0; HTGR: 0; HTGR: 0; HTGR: 0; HTGR: 0; HTGR: 0; HTGR: 0; HTGR: 0
20 | 232.3 |  |  |  | 232.3 | Hydrogen Production Systems | HTGR: 0; HTGR: 0; HTGR: 0; HTGR: 0; HTGR: 0; HTGR: 0; HTGR: 0; HTGR: 0; PWR: 0; PWR: 0; HTGR: 0; HTGR: 0; HTGR: 0; HTGR: 0; PWR: 0; PWR: 0; PWR: 0; PWR: 0; PWR: 0; HTGR: 0; SFR: 0; SFR: 0; BWR: 0; PWR: 0; PWR: #N/A; SFR: 0; SFR: 0; SFR: 0; SFR: 0; SFR: 0; SFR: 0; SFR: 0; PWR: 0; SFR: 0; FHR: 0; FHR: 0; HTGR: 86160.1875; HTGR: 86160.1875; HTGR: 82969.0695; HTGR: 165938.139; HTGR: 0; HTGR: 0; HTGR: 0; HTGR: 0; HTGR: 0; HTGR: 0; HTGR: 0; HTGR: 0; HTGR: 0
20 | 232.4 |  |  |  | 232.4 | Ammonia Production Systems | HTGR: 0; HTGR: 0; HTGR: 0; HTGR: 0; HTGR: 0; HTGR: 0; HTGR: 0; HTGR: 0; PWR: 0; PWR: 0; HTGR: 0; HTGR: 0; HTGR: 0; HTGR: 0; PWR: 0; PWR: 0; PWR: 0; PWR: 0; PWR: 0; HTGR: 0; SFR: 0; SFR: 0; BWR: 0; PWR: 0; PWR: #N/A; SFR: 0; SFR: 0; SFR: 0; SFR: 0; SFR: 0; SFR: 0; SFR: 0; PWR: 0; SFR: 0; FHR: 0; FHR: 0; HTGR: 0; HTGR: 0; HTGR: 0; HTGR: 0; HTGR: 0; HTGR: 0; HTGR: 0; HTGR: 0; HTGR: 0; HTGR: 0; HTGR: 0; HTGR: 0; HTGR: 0
20 | 232.5 |  |  |  | 232.5 | Other Synfuel Production Systems | HTGR: 0; HTGR: 0; HTGR: 0; HTGR: 0; HTGR: 0; HTGR: 0; HTGR: 0; HTGR: 0; PWR: 0; PWR: 0; HTGR: 0; HTGR: 0; HTGR: 0; HTGR: 0; PWR: 0; PWR: 0; PWR: 0; PWR: 0; PWR: 0; HTGR: 0; SFR: 0; SFR: 0; BWR: 0; PWR: 0; PWR: #N/A; SFR: 0; SFR: 0; SFR: 0; SFR: 0; SFR: 0; SFR: 0; SFR: 0; PWR: 0; SFR: 0; FHR: 0; FHR: 0; HTGR: 0; HTGR: 0; HTGR: 0; HTGR: 0; HTGR: 0; HTGR: 0; HTGR: 0; HTGR: 0; HTGR: 0; HTGR: 0; HTGR: 0; HTGR: 0; HTGR: 0
20 | 232.6 |  |  |  | 232.6 | Water Desalination Equipment | HTGR: 0; HTGR: 0; HTGR: 0; HTGR: 0; HTGR: 0; HTGR: 0; HTGR: 0; HTGR: 0; PWR: 0; PWR: 0; HTGR: 0; HTGR: 0; HTGR: 0; HTGR: 0; PWR: 0; PWR: 0; PWR: 0; PWR: 0; PWR: 0; HTGR: 0; SFR: 0; SFR: 0; BWR: 0; PWR: 0; PWR: #N/A; SFR: 0; SFR: 0; SFR: 0; SFR: 0; SFR: 0; SFR: 0; SFR: 0; PWR: 0; SFR: 0; FHR: 0; FHR: 0; HTGR: 0; HTGR: 0; HTGR: 0; HTGR: 0; HTGR: 0; HTGR: 0; HTGR: 0; HTGR: 0; HTGR: 0; HTGR: 0; HTGR: 0; HTGR: 0; HTGR: 0
20 | 232.7 |  |  |  | 232.7 | Carbon Storage and Sequestration Equipment | HTGR: 0; HTGR: 0; HTGR: 0; HTGR: 0; HTGR: 0; HTGR: 0; HTGR: 0; HTGR: 0; PWR: 0; PWR: 0; HTGR: 0; HTGR: 0; HTGR: 0; HTGR: 0; PWR: 0; PWR: 0; PWR: 0; PWR: 0; PWR: 0; HTGR: 0; SFR: 0; SFR: 0; BWR: 0; PWR: 0; PWR: #N/A; SFR: 0; SFR: 0; SFR: 0; SFR: 0; SFR: 0; SFR: 0; SFR: 0; PWR: 0; SFR: 0; FHR: 0; FHR: 0; HTGR: 0; HTGR: 0; HTGR: 0; HTGR: 0; HTGR: 0; HTGR: 0; HTGR: 0; HTGR: 0; HTGR: 0; HTGR: 0; HTGR: 0; HTGR: 0; HTGR: 0
20 | 232.7 |  |  |  | 232.8 | Isotope Production Equipment | HTGR: 0; HTGR: 0; HTGR: 0; HTGR: 0; HTGR: 0; HTGR: 0; HTGR: 0; HTGR: 0; PWR: 0; PWR: 0; HTGR: 0; HTGR: 0; HTGR: 0; HTGR: 0; PWR: 0; PWR: 0; PWR: 0; PWR: 0; PWR: 0; HTGR: 0; SFR: 0; SFR: 0; BWR: 0; PWR: 0; PWR: #N/A; SFR: 0; SFR: 0; SFR: 0; SFR: 0; SFR: 0; SFR: 0; SFR: 0; PWR: 0; SFR: 0; FHR: 0; FHR: 0; HTGR: 0; HTGR: 0; HTGR: 0; HTGR: 0; HTGR: 0; HTGR: 0; HTGR: 0; HTGR: 0; HTGR: 0; HTGR: 0; HTGR: 0; HTGR: 0; HTGR: 0
20 | 232.7 |  |  |  | 232.9 | Battery Storage Systems | HTGR: 0; HTGR: 0; HTGR: 0; HTGR: 0; HTGR: 0; HTGR: 0; HTGR: 0; HTGR: 0; PWR: 0; PWR: 0; HTGR: 0; HTGR: 0; HTGR: 0; HTGR: 0; PWR: 0; PWR: 0; PWR: 0; PWR: 0; PWR: 0; HTGR: 0; SFR: 0; SFR: 0; BWR: 0; PWR: 0; PWR: #N/A; SFR: 0; SFR: 0; SFR: 0; SFR: 0; SFR: 0; SFR: 0; SFR: 0; PWR: 0; SFR: 0; FHR: 0; FHR: 0; HTGR: 0; HTGR: 0; HTGR: 0; HTGR: 0; HTGR: 0; HTGR: 0; HTGR: 0; HTGR: 0; HTGR: 0; HTGR: 0; HTGR: 0; HTGR: 0; HTGR: 0
20 | 233 |  |  | 233 |  | Ultimate Heat Sink | HTGR: 62360994.3171; HTGR: 248211731.5079; HTGR: 65542996.0282; HTGR: 262156386.0651; HTGR: 0; HTGR: 0; HTGR: 50054134.7583; HTGR: 200232137.0808; PWR: 355873630.6563; PWR: 203356360.375; HTGR: 76258635.1406; HTGR: 139807497.7578; HTGR: 50839090.0938; HTGR: 88968407.6641; PWR: 322940100.7068; PWR: 263457181.452; PWR: 131981065.6044; PWR: 249000711.4155; PWR: 122775076.1346; HTGR: 0; SFR: 91376649.2992; SFR: 112697867.469; BWR: 86204410.8256; PWR: 164290554.4933; PWR: #N/A; SFR: 16509419.5802; SFR: 27054742.2796; SFR: 49817374.5274; SFR: 93365150.3452; SFR: 175157654.2433; SFR: 214527826.1189; SFR: 131346030.6372; PWR: 39805317.012; SFR: 93861670.0856; FHR: 269194055.0701; FHR: 269194055.0701; HTGR: 118486213.4656; HTGR: 116546013.6868; HTGR: 114774943.165; HTGR: 229549886.3301; HTGR: 121184952.6156; HTGR: 118440234.0521; HTGR: 117211688.0182; HTGR: 87758975.0566; HTGR: 85580820.8471; HTGR: 84721686.462; HTGR: 73919299.8319; HTGR: 72227325.6232; HTGR: 71525643.2293
20 | 233.1 |  |  |  | 233.1 | Water Condensing Systems | HTGR: 0; HTGR: 0; HTGR: 0; HTGR: 0; HTGR: 0; HTGR: 0; HTGR: 0; HTGR: 0; PWR: 0; PWR: 0; HTGR: 0; HTGR: 0; HTGR: 0; HTGR: 0; PWR: 180657132.7225; PWR: 156304041.8729; PWR: 75159005.8927; PWR: 152667169.2987; PWR: 75160403.6024; HTGR: 0; SFR: 0; SFR: 0; BWR: 34405439.8958; PWR: 71290081.5507; PWR: #N/A; SFR: 0; SFR: 0; SFR: 0; SFR: 0; SFR: 0; SFR: 0; SFR: 65673015.3186; PWR: 0; SFR: 56914361.36; FHR: 164354239.9579; FHR: 164354239.9579; HTGR: 76491099.8322; HTGR: 75150830.2482; HTGR: 73922249.7961; HTGR: 147847690.7104; HTGR: 82111113.5258; HTGR: 80169326.5292; HTGR: 79298846.4548; HTGR: 57628062.1505; HTGR: 55993373.5543; HTGR: 55347221.1741; HTGR: 73233896.15; HTGR: 71546444.9737; HTGR: 70851653.5683
20 | 233.2 |  |  |  | 233.2 | Air-based Cooling Systems | HTGR: 0; HTGR: 0; HTGR: 0; HTGR: 0; HTGR: 0; HTGR: 0; HTGR: 0; HTGR: 0; PWR: 0; PWR: 0; HTGR: 0; HTGR: 0; HTGR: 0; HTGR: 0; PWR: 0; PWR: 0; PWR: 0; PWR: 0; PWR: 0; HTGR: 0; SFR: 0; SFR: 0; BWR: 0; PWR: 0; PWR: #N/A; SFR: 0; SFR: 0; SFR: 0; SFR: 0; SFR: 0; SFR: 0; SFR: 0; PWR: 0; SFR: 0; FHR: 0; FHR: 0; HTGR: 0; HTGR: 0; HTGR: 0; HTGR: 0; HTGR: 0; HTGR: 0; HTGR: 0; HTGR: 0; HTGR: 0; HTGR: 0; HTGR: 0; HTGR: 0; HTGR: 0
20 | 234 |  |  | 234 |  | Feed Heating Systems | HTGR: 0; HTGR: 0; HTGR: 0; HTGR: 0; HTGR: 0; HTGR: 0; HTGR: 0; HTGR: 0; PWR: 0; PWR: 0; HTGR: 0; HTGR: 0; HTGR: 0; HTGR: 0; PWR: 104391581.1146; PWR: 75274648.8199; PWR: 36938302.0217; PWR: 63186942.5263; PWR: 36937191.5126; HTGR: 0; SFR: 0; SFR: 0; BWR: 12402879.8758; PWR: 19040514.429; PWR: #N/A; SFR: 0; SFR: 0; SFR: 0; SFR: 0; SFR: 0; SFR: 0; SFR: 0; PWR: 0; SFR: 0; FHR: 85330437.0621; FHR: 85330437.0621; HTGR: 43628966.0787; HTGR: 43019462.5298; HTGR: 42467399.1059; HTGR: 83862582.5445; HTGR: 91379811.0593; HTGR: 89484952.1674; HTGR: 88630695.614; HTGR: 428219617.9466; HTGR: 392695231.8928; HTGR: 361571869.4671; HTGR: 0; HTGR: 0; HTGR: 0
20 | 235 |  |  | 235 |  | Common Plant Equipment | HTGR: 0; HTGR: 0; HTGR: 0; HTGR: 0; HTGR: 0; HTGR: 0; HTGR: 0; HTGR: 0; PWR: 0; PWR: 0; HTGR: 0; HTGR: 0; HTGR: 0; HTGR: 0; PWR: 0; PWR: 0; PWR: 0; PWR: 0; PWR: 0; HTGR: 0; SFR: 0; SFR: 0; BWR: 0; PWR: 0; PWR: #N/A; SFR: 0; SFR: 0; SFR: 0; SFR: 0; SFR: 0; SFR: 0; SFR: 0; PWR: 0; SFR: 0; FHR: 0; FHR: 0; HTGR: 0; HTGR: 0; HTGR: 0; HTGR: 0; HTGR: 0; HTGR: 0; HTGR: 0; HTGR: 0; HTGR: 0; HTGR: 0; HTGR: 0; HTGR: 0; HTGR: 0
20 | 236 |  |  | 236 |  | Common Instrumentation & Controls | HTGR: 0; HTGR: 0; HTGR: 0; HTGR: 0; HTGR: 0; HTGR: 0; HTGR: 0; HTGR: 0; PWR: 0; PWR: 0; HTGR: 0; HTGR: 0; HTGR: 0; HTGR: 0; PWR: 25465830.525; PWR: 21872599.6814; PWR: 13213124.2811; PWR: 19836015.3728; PWR: 13211228.757; HTGR: 0; SFR: 0; SFR: 0; BWR: 2789672.4861; PWR: 4554935.8088; PWR: #N/A; SFR: 0; SFR: 0; SFR: 0; SFR: 0; SFR: 0; SFR: 0; SFR: 0; PWR: 0; SFR: 0; FHR: 24794516.5555; FHR: 24794516.5555; HTGR: 49972908.7765; HTGR: 49727192.6861; HTGR: 49510196.6582; HTGR: 99017202.1983; HTGR: 7025767.5064; HTGR: 6932429.041; HTGR: 6890751.9641; HTGR: 0; HTGR: 0; HTGR: 0; HTGR: 0; HTGR: 0; HTGR: 0
20 | 237 |  |  | 237 |  | Miscellaneous Energy System Equipment | HTGR: 94103021.1894; HTGR: 270454547.39; HTGR: 110855324.3151; HTGR: 318574524.2455; HTGR: 64560319.0292; HTGR: 185616766.4768; HTGR: 76040482.0651; HTGR: 218606637.1573; PWR: 0; PWR: 0; HTGR: 0; HTGR: 0; HTGR: 0; HTGR: 0; PWR: 30200693.427; PWR: 25675416.7768; PWR: 16767203.2973; PWR: 24876316.1396; PWR: 16766134.2728; HTGR: 0; SFR: 0; SFR: 0; BWR: 3367405.4848; PWR: 5419671.3968; PWR: #N/A; SFR: 0; SFR: 0; SFR: 0; SFR: 0; SFR: 0; SFR: 0; SFR: 0; PWR: 0; SFR: 0; FHR: 0; FHR: 0; HTGR: 0; HTGR: 0; HTGR: 0; HTGR: 0; HTGR: 69260129.5775; HTGR: 68606103.2836; HTGR: 68251979.5372; HTGR: 69260129.5775; HTGR: 68606103.2836; HTGR: 68341115.6036; HTGR: 13167567.3134; HTGR: 12454410.4513; HTGR: 11766625.6726
20 | 24 |  | 24 |  |  | Electrical Equipment | HTGR: 0; HTGR: 0; HTGR: 0; HTGR: 0; HTGR: 0; HTGR: 0; HTGR: 0; HTGR: 0; PWR: 686327716.2657; PWR: 394002948.2266; HTGR: 292324768.0391; HTGR: 394002948.2266; HTGR: 216066132.8985; HTGR: 279614995.5157; PWR: 380497796.0998; PWR: 259510413.021; PWR: 151623504.5648; PWR: 198620788.2953; PWR: 97520567.8295; HTGR: 221359932.9273; SFR: 109651979.159; SFR: 173615633.6685; BWR: 44738352.6515; PWR: 62215674.4355; PWR: #N/A; SFR: 53649424.1402; SFR: 89115346.4194; SFR: 155191737.8228; SFR: 270270325.1114; SFR: 470699598.6367; SFR: 562748901.1447; SFR: 109755944.8702; PWR: 46291731.46; SFR: 174848340.605; FHR: 259209557.82; FHR: 259209557.82; HTGR: 169384546.4787; HTGR: 165472235.7405; HTGR: 161971579.2317; HTGR: 323936776.2274; HTGR: 143902234.1811; HTGR: 138795081.3426; HTGR: 136476699.985; HTGR: 146969869.9321; HTGR: 141636413.0366; HTGR: 139519402.5523; HTGR: 146213343.4696; HTGR: 141186075.6374; HTGR: 139182721.7848
20 | 241 |  |  | 241 |  | Switchgear | HTGR: 0; HTGR: 0; HTGR: 0; HTGR: 0; HTGR: 0; HTGR: 0; HTGR: 0; HTGR: 0; PWR: 0; PWR: 0; HTGR: 0; HTGR: 0; HTGR: 0; HTGR: 0; PWR: 38122270.6433; PWR: 38121999.3983; PWR: 29011114.8199; PWR: 35821994.6763; PWR: 16932072.4118; HTGR: 0; SFR: 0; SFR: 0; BWR: 5773729.9479; PWR: 8029274.4692; PWR: #N/A; SFR: 0; SFR: 0; SFR: 0; SFR: 0; SFR: 0; SFR: 0; SFR: 7833490.1961; PWR: 0; SFR: 27847111.5989; FHR: 45475523.4609; FHR: 45475523.4609; HTGR: 34384297.0668; HTGR: 34243887.8723; HTGR: 34116243.15; HTGR: 68235677.4181; HTGR: 19348321.4421; HTGR: 19153547.2055; HTGR: 19065927.5771; HTGR: 19334444.852; HTGR: 19139667.9872; HTGR: 19062673.9373; HTGR: 18270833.1298; HTGR: 18072298.0219; HTGR: 17992899.2219
20 | 242 |  |  | 242 |  | Station Service Equipment | HTGR: 0; HTGR: 0; HTGR: 0; HTGR: 0; HTGR: 0; HTGR: 0; HTGR: 0; HTGR: 0; PWR: 0; PWR: 0; HTGR: 0; HTGR: 0; HTGR: 0; HTGR: 0; PWR: 64838815.2153; PWR: 64343751.5421; PWR: 53172933.2442; PWR: 60758217.6752; PWR: 15106752.883; HTGR: 0; SFR: 0; SFR: 0; BWR: 4733846.4936; PWR: 6583153.7965; PWR: #N/A; SFR: 0; SFR: 0; SFR: 0; SFR: 0; SFR: 0; SFR: 0; SFR: 34391993.7428; PWR: 0; SFR: 47000738.7917; FHR: 59976906.5882; FHR: 59976906.5882; HTGR: 33439726.1219; HTGR: 33273787.9829; HTGR: 33123805.4342; HTGR: 66250801.9865; HTGR: 36788291.1111; HTGR: 36501263.8316; HTGR: 36355415.0877; HTGR: 36753047.726; HTGR: 36466020.4465; HTGR: 36338074.6063; HTGR: 34811899.3679; HTGR: 34530404.3275; HTGR: 34404497.9256
20 | 243 |  |  | 243 |  | Switchboards | HTGR: 0; HTGR: 0; HTGR: 0; HTGR: 0; HTGR: 0; HTGR: 0; HTGR: 0; HTGR: 0; PWR: 0; PWR: 0; HTGR: 0; HTGR: 0; HTGR: 0; HTGR: 0; PWR: 6675171.1788; PWR: 6538275.4053; PWR: 4801426.4335; PWR: 5931398.1465; PWR: 4799441.5581; HTGR: 0; SFR: 0; SFR: 0; BWR: 1482933.5459; PWR: 2062250.5238; PWR: #N/A; SFR: 0; SFR: 0; SFR: 0; SFR: 0; SFR: 0; SFR: 0; SFR: 0; PWR: 0; SFR: 0; FHR: 7260984.6112; FHR: 7260984.6112; HTGR: 4052719.9327; HTGR: 4033573.2244; HTGR: 4014426.516; HTGR: 8025661.914; HTGR: 10793054.0976; HTGR: 10770186.6335; HTGR: 10759837.01; HTGR: 10786746.5566; HTGR: 10766507.2346; HTGR: 10755019.6256; HTGR: 9741760.4772; HTGR: 9736895.7862; HTGR: 9726057.3284
20 | 244 |  |  | 244 |  | Protective Systems Equipment | HTGR: 0; HTGR: 0; HTGR: 0; HTGR: 0; HTGR: 0; HTGR: 0; HTGR: 0; HTGR: 0; PWR: 0; PWR: 0; HTGR: 0; HTGR: 0; HTGR: 0; HTGR: 0; PWR: 15876795.1992; PWR: 13598585.8135; PWR: 11126586.2105; PWR: 13747824.8317; PWR: 11124237.5476; HTGR: 0; SFR: 0; SFR: 0; BWR: 3183186.3871; PWR: 4426717.7969; PWR: #N/A; SFR: 0; SFR: 0; SFR: 0; SFR: 0; SFR: 0; SFR: 0; SFR: 1927749.5305; PWR: 0; SFR: 0; FHR: 15415192.9222; FHR: 15415192.9222; HTGR: 5294064.857; HTGR: 5118553.3638; HTGR: 4965379.6971; HTGR: 9927568.2761; HTGR: 1289984.1109; HTGR: 1272982.6599; HTGR: 1245289.927; HTGR: 2826832.2343; HTGR: 2703871.9796; HTGR: 2648341.9659; HTGR: 1767832.9014; HTGR: 1702171.4; HTGR: 1669093.6039
20 | 245 |  |  | 245 |  | Electrical Raceway Systems | HTGR: 0; HTGR: 0; HTGR: 0; HTGR: 0; HTGR: 0; HTGR: 0; HTGR: 0; HTGR: 0; PWR: 0; PWR: 0; HTGR: 0; HTGR: 0; HTGR: 0; HTGR: 0; PWR: 148944730.085; PWR: 71167303.3283; PWR: 27857369.2774; PWR: 39630868.5138; PWR: 26463942.0488; HTGR: 0; SFR: 0; SFR: 0; BWR: 16350148.3346; PWR: 22737437.9195; PWR: #N/A; SFR: 0; SFR: 0; SFR: 0; SFR: 0; SFR: 0; SFR: 0; SFR: 10724738.9657; PWR: 0; SFR: 51982969.6209; FHR: 77659888.9401; FHR: 77659888.9401; HTGR: 53157644.5976; HTGR: 50802599.4714; HTGR: 48667741.4911; HTGR: 97332291.8641; HTGR: 37924481.6046; HTGR: 35294980.7892; HTGR: 34122700.6488; HTGR: 39260589.6088; HTGR: 36531642.5258; HTGR: 35462280.4287; HTGR: 35998040.3295; HTGR: 33451549.3813; HTGR: 32453649.0952
20 | 246 |  |  | 246 |  | Power and Control Cables and Wiring | HTGR: 0; HTGR: 0; HTGR: 0; HTGR: 0; HTGR: 0; HTGR: 0; HTGR: 0; HTGR: 0; PWR: 0; PWR: 0; HTGR: 0; HTGR: 0; HTGR: 0; HTGR: 0; PWR: 106040013.7783; PWR: 65740497.5335; PWR: 25654074.5792; PWR: 42730484.4518; PWR: 23094121.3803; HTGR: 0; SFR: 0; SFR: 0; BWR: 13214507.9424; PWR: 18376839.9296; PWR: #N/A; SFR: 0; SFR: 0; SFR: 0; SFR: 0; SFR: 0; SFR: 0; SFR: 0; PWR: 0; SFR: 48017520.5936; FHR: 53421061.2974; FHR: 53421061.2974; HTGR: 39056093.9027; HTGR: 37999833.8257; HTGR: 37083982.9433; HTGR: 74164774.7685; HTGR: 37758101.8148; HTGR: 35802120.2229; HTGR: 34927529.7344; HTGR: 38008208.9545; HTGR: 36028702.863; HTGR: 35253011.9885; HTGR: 45622977.2638; HTGR: 43692756.7204; HTGR: 42936524.6098
20 | 25 |  | 25 |  |  | Initial Fuel Inventory | HTGR: 112945462.694; HTGR: 451813046.8711; HTGR: 176133153.5341; HTGR: 704548212.1839; HTGR: 73092451.0681; HTGR: 292354206.2247; HTGR: 113974933.8358; HTGR: 455884137.2955; PWR: 0; PWR: 0; HTGR: 0; HTGR: 0; HTGR: 0; HTGR: 0; PWR: 0; PWR: 0; PWR: 0; PWR: 0; PWR: 0; HTGR: 0; SFR: 0; SFR: 0; BWR: 0; PWR: 0; PWR: #N/A; SFR: 137149140.869; SFR: 265984890.8687; SFR: 531969781.7374; SFR: 1063939563.4748; SFR: 2127879126.9496; SFR: 2659848908.687; SFR: 151852002.1347; PWR: 0; SFR: 0; FHR: 0; FHR: 0; HTGR: 0; HTGR: 0; HTGR: 0; HTGR: 0; HTGR: 0; HTGR: 0; HTGR: 0; HTGR: 0; HTGR: 0; HTGR: 0; HTGR: 0; HTGR: 0; HTGR: 0
20 | 251 |  |  | 251 |  | Initial Fuel Inventory Material | HTGR: 0; HTGR: 0; HTGR: 0; HTGR: 0; HTGR: 0; HTGR: 0; HTGR: 0; HTGR: 0; PWR: 0; PWR: 0; HTGR: 0; HTGR: 0; HTGR: 0; HTGR: 0; PWR: 0; PWR: 0; PWR: 0; PWR: 0; PWR: 0; HTGR: 0; SFR: 0; SFR: 0; BWR: 0; PWR: 0; PWR: #N/A; SFR: 0; SFR: 0; SFR: 0; SFR: 0; SFR: 0; SFR: 0; SFR: 0; PWR: 0; SFR: 0; FHR: 0; FHR: 0; HTGR: 0; HTGR: 0; HTGR: 0; HTGR: 0; HTGR: 0; HTGR: 0; HTGR: 0; HTGR: 0; HTGR: 0; HTGR: 0; HTGR: 0; HTGR: 0; HTGR: 0
20 | 252 |  |  | 252 |  | First Core Conversion | HTGR: 0; HTGR: 0; HTGR: 0; HTGR: 0; HTGR: 0; HTGR: 0; HTGR: 0; HTGR: 0; PWR: 0; PWR: 0; HTGR: 0; HTGR: 0; HTGR: 0; HTGR: 0; PWR: 0; PWR: 0; PWR: 0; PWR: 0; PWR: 0; HTGR: 0; SFR: 0; SFR: 0; BWR: 0; PWR: 0; PWR: #N/A; SFR: 0; SFR: 0; SFR: 0; SFR: 0; SFR: 0; SFR: 0; SFR: 0; PWR: 0; SFR: 0; FHR: 0; FHR: 0; HTGR: 0; HTGR: 0; HTGR: 0; HTGR: 0; HTGR: 0; HTGR: 0; HTGR: 0; HTGR: 0; HTGR: 0; HTGR: 0; HTGR: 0; HTGR: 0; HTGR: 0
20 | 253 |  |  | 253 |  | First Core Enrichment | HTGR: 0; HTGR: 0; HTGR: 0; HTGR: 0; HTGR: 0; HTGR: 0; HTGR: 0; HTGR: 0; PWR: 0; PWR: 0; HTGR: 0; HTGR: 0; HTGR: 0; HTGR: 0; PWR: 0; PWR: 0; PWR: 0; PWR: 0; PWR: 0; HTGR: 0; SFR: 0; SFR: 0; BWR: 0; PWR: 0; PWR: #N/A; SFR: 0; SFR: 0; SFR: 0; SFR: 0; SFR: 0; SFR: 0; SFR: 0; PWR: 0; SFR: 0; FHR: 0; FHR: 0; HTGR: 0; HTGR: 0; HTGR: 0; HTGR: 0; HTGR: 0; HTGR: 0; HTGR: 0; HTGR: 0; HTGR: 0; HTGR: 0; HTGR: 0; HTGR: 0; HTGR: 0
20 | 254 |  |  | 254 |  | First Core Fuel Assembly Fabrication | HTGR: 0; HTGR: 0; HTGR: 0; HTGR: 0; HTGR: 0; HTGR: 0; HTGR: 0; HTGR: 0; PWR: 0; PWR: 0; HTGR: 0; HTGR: 0; HTGR: 0; HTGR: 0; PWR: 0; PWR: 0; PWR: 0; PWR: 0; PWR: 0; HTGR: 0; SFR: 0; SFR: 0; BWR: 0; PWR: 0; PWR: #N/A; SFR: 0; SFR: 0; SFR: 0; SFR: 0; SFR: 0; SFR: 0; SFR: 0; PWR: 0; SFR: 0; FHR: 0; FHR: 0; HTGR: 0; HTGR: 0; HTGR: 0; HTGR: 0; HTGR: 0; HTGR: 0; HTGR: 0; HTGR: 0; HTGR: 0; HTGR: 0; HTGR: 0; HTGR: 0; HTGR: 0
20 | 255 |  |  | 255 |  | First Core Supply of Other Fissionable Materials (e.g., Pu) | HTGR: 0; HTGR: 0; HTGR: 0; HTGR: 0; HTGR: 0; HTGR: 0; HTGR: 0; HTGR: 0; PWR: 0; PWR: 0; HTGR: 0; HTGR: 0; HTGR: 0; HTGR: 0; PWR: 0; PWR: 0; PWR: 0; PWR: 0; PWR: 0; HTGR: 0; SFR: 0; SFR: 0; BWR: 0; PWR: 0; PWR: #N/A; SFR: 0; SFR: 0; SFR: 0; SFR: 0; SFR: 0; SFR: 0; SFR: 0; PWR: 0; SFR: 0; FHR: 0; FHR: 0; HTGR: 0; HTGR: 0; HTGR: 0; HTGR: 0; HTGR: 0; HTGR: 0; HTGR: 0; HTGR: 0; HTGR: 0; HTGR: 0; HTGR: 0; HTGR: 0; HTGR: 0
20 | 26 |  | 26 |  |  | Miscellaneous Equipment | HTGR: 0; HTGR: 0; HTGR: 0; HTGR: 0; HTGR: 0; HTGR: 0; HTGR: 0; HTGR: 0; PWR: 254195450.4688; PWR: 139807497.7578; HTGR: 394002948.2266; HTGR: 673617943.7423; HTGR: 38129317.5703; HTGR: 88968407.6641; PWR: 225472447.9969; PWR: 149031270.0156; PWR: 95665306.04; PWR: 142382285.1515; PWR: 97271660.621; HTGR: 73619120.452; SFR: 91376649.2992; SFR: 106606090.8491; BWR: 46590372.8942; PWR: 111990719.4905; PWR: #N/A; SFR: 45462886.0986; SFR: 63994226.6836; SFR: 97122126.4617; SFR: 149825925.6265; SFR: 233231385.9419; SFR: 269492445.6852; SFR: 18453088.868; PWR: 83280867.3458; SFR: 103965939.2417; FHR: 170447314.113; FHR: 170447314.113; HTGR: 41908953.4458; HTGR: 41283494.3066; HTGR: 40648461.8132; HTGR: 81300114.7445; HTGR: 0; HTGR: 0; HTGR: 0; HTGR: 0; HTGR: 0; HTGR: 0; HTGR: 0; HTGR: 0; HTGR: 0
20 | 261 |  |  | 261 |  | Transportation and Lift Equipment | HTGR: 0; HTGR: 0; HTGR: 0; HTGR: 0; HTGR: 0; HTGR: 0; HTGR: 0; HTGR: 0; PWR: 0; PWR: 0; HTGR: 0; HTGR: 0; HTGR: 0; HTGR: 0; PWR: 0; PWR: 0; PWR: 0; PWR: 0; PWR: 0; HTGR: 0; SFR: 0; SFR: 0; BWR: 0; PWR: 0; PWR: #N/A; SFR: 0; SFR: 0; SFR: 0; SFR: 0; SFR: 0; SFR: 0; SFR: 0; PWR: 0; SFR: 0; FHR: 0; FHR: 0; HTGR: 0; HTGR: 0; HTGR: 0; HTGR: 0; HTGR: 0; HTGR: 0; HTGR: 0; HTGR: 0; HTGR: 0; HTGR: 0; HTGR: 0; HTGR: 0; HTGR: 0
20 | 262 |  |  | 262 |  | Air, Water, Plant Fuel Oil, and Steam Systems | HTGR: 0; HTGR: 0; HTGR: 0; HTGR: 0; HTGR: 0; HTGR: 0; HTGR: 0; HTGR: 0; PWR: 0; PWR: 0; HTGR: 0; HTGR: 0; HTGR: 0; HTGR: 0; PWR: 0; PWR: 0; PWR: 0; PWR: 0; PWR: 0; HTGR: 0; SFR: 0; SFR: 0; BWR: 0; PWR: 0; PWR: #N/A; SFR: 0; SFR: 0; SFR: 0; SFR: 0; SFR: 0; SFR: 0; SFR: 0; PWR: 0; SFR: 0; FHR: 0; FHR: 0; HTGR: 0; HTGR: 0; HTGR: 0; HTGR: 0; HTGR: 0; HTGR: 0; HTGR: 0; HTGR: 0; HTGR: 0; HTGR: 0; HTGR: 0; HTGR: 0; HTGR: 0
20 | 263 |  |  | 263 |  | Communications Equipment | HTGR: 0; HTGR: 0; HTGR: 0; HTGR: 0; HTGR: 0; HTGR: 0; HTGR: 0; HTGR: 0; PWR: 0; PWR: 0; HTGR: 0; HTGR: 0; HTGR: 0; HTGR: 0; PWR: 0; PWR: 0; PWR: 0; PWR: 0; PWR: 0; HTGR: 0; SFR: 0; SFR: 0; BWR: 0; PWR: 0; PWR: #N/A; SFR: 0; SFR: 0; SFR: 0; SFR: 0; SFR: 0; SFR: 0; SFR: 0; PWR: 0; SFR: 0; FHR: 0; FHR: 0; HTGR: 0; HTGR: 0; HTGR: 0; HTGR: 0; HTGR: 0; HTGR: 0; HTGR: 0; HTGR: 0; HTGR: 0; HTGR: 0; HTGR: 0; HTGR: 0; HTGR: 0
20 | 264 |  |  | 264 |  | Furnishing and Fixtures | HTGR: 0; HTGR: 0; HTGR: 0; HTGR: 0; HTGR: 0; HTGR: 0; HTGR: 0; HTGR: 0; PWR: 0; PWR: 0; HTGR: 0; HTGR: 0; HTGR: 0; HTGR: 0; PWR: 0; PWR: 0; PWR: 0; PWR: 0; PWR: 0; HTGR: 0; SFR: 0; SFR: 0; BWR: 0; PWR: 0; PWR: #N/A; SFR: 0; SFR: 0; SFR: 0; SFR: 0; SFR: 0; SFR: 0; SFR: 0; PWR: 0; SFR: 0; FHR: 0; FHR: 0; HTGR: 0; HTGR: 0; HTGR: 0; HTGR: 0; HTGR: 0; HTGR: 0; HTGR: 0; HTGR: 0; HTGR: 0; HTGR: 0; HTGR: 0; HTGR: 0; HTGR: 0
20 | 265 |  |  | 265 |  | Robotic and/or Remotely Operated Inspection and Maintenance Equipment | HTGR: 0; HTGR: 0; HTGR: 0; HTGR: 0; HTGR: 0; HTGR: 0; HTGR: 0; HTGR: 0; PWR: 0; PWR: 0; HTGR: 0; HTGR: 0; HTGR: 0; HTGR: 0; PWR: 0; PWR: 0; PWR: 0; PWR: 0; PWR: 0; HTGR: 0; SFR: 0; SFR: 0; BWR: 0; PWR: 0; PWR: #N/A; SFR: 0; SFR: 0; SFR: 0; SFR: 0; SFR: 0; SFR: 0; SFR: 0; PWR: 0; SFR: 0; FHR: 0; FHR: 0; HTGR: 0; HTGR: 0; HTGR: 0; HTGR: 0; HTGR: 0; HTGR: 0; HTGR: 0; HTGR: 0; HTGR: 0; HTGR: 0; HTGR: 0; HTGR: 0; HTGR: 0
20 | 27 |  | 27 |  |  | Material Requiring Special Consideration | HTGR: 0; HTGR: 0; HTGR: 0; HTGR: 0; HTGR: 0; HTGR: 0; HTGR: 0; HTGR: 0; PWR: 0; PWR: 0; HTGR: 0; HTGR: 0; HTGR: 0; HTGR: 0; PWR: 0; PWR: 0; PWR: 0; PWR: 0; PWR: 0; HTGR: 0; SFR: 0; SFR: 0; BWR: 0; PWR: 0; PWR: #N/A; SFR: 0; SFR: 0; SFR: 0; SFR: 0; SFR: 0; SFR: 0; SFR: 6088343.9705; PWR: 0; SFR: 0; FHR: 448532905.762; FHR: 448532905.762; HTGR: 0; HTGR: 0; HTGR: 0; HTGR: 0; HTGR: 0; HTGR: 0; HTGR: 0; HTGR: 0; HTGR: 0; HTGR: 0; HTGR: 0; HTGR: 0; HTGR: 0
20 | 28 |  | 28 |  |  | Simulator | HTGR: 0; HTGR: 0; HTGR: 0; HTGR: 0; HTGR: 0; HTGR: 0; HTGR: 0; HTGR: 0; PWR: 0; PWR: 0; HTGR: 0; HTGR: 0; HTGR: 0; HTGR: 0; PWR: 0; PWR: 0; PWR: 0; PWR: 0; PWR: 0; HTGR: 0; SFR: 0; SFR: 0; BWR: 0; PWR: 0; PWR: #N/A; SFR: 74358.9617; SFR: 74358.9617; SFR: 74358.9617; SFR: 148717.9233; SFR: 148717.9233; SFR: 223076.885; SFR: 22354761.7887; PWR: 0; SFR: 0; FHR: 0; FHR: 0; HTGR: 0; HTGR: 0; HTGR: 0; HTGR: 0; HTGR: 0; HTGR: 0; HTGR: 0; HTGR: 0; HTGR: 0; HTGR: 0; HTGR: 0; HTGR: 0; HTGR: 0
20 | 29 |  | 29 |  |  | Contingency on Direct Costs | HTGR: 208779867.1673; HTGR: 667097299.8889; HTGR: 337572946.226; HTGR: 1115806335.2869; HTGR: 148197050.2769; HTGR: 472090508.7551; HTGR: 249428379.221; HTGR: 825713845.9647; PWR: 0; PWR: 0; HTGR: 0; HTGR: 0; HTGR: 0; HTGR: 0; PWR: 0; PWR: 0; PWR: 0; PWR: 0; PWR: 0; HTGR: 0; SFR: 0; SFR: 0; BWR: 0; PWR: 0; PWR: #N/A; SFR: 82808726.5257; SFR: 127150220.1938; SFR: 217801502.9669; SFR: 393115935.7672; SFR: 721827549.5811; SFR: 880814937.1515; SFR: 0; PWR: 0; SFR: 0; FHR: 0; FHR: 0; HTGR: 0; HTGR: 0; HTGR: 0; HTGR: 0; HTGR: 0; HTGR: 0; HTGR: 0; HTGR: 0; HTGR: 0; HTGR: 0; HTGR: 0; HTGR: 0; HTGR: 0
30 | 30 | 30 |  |  |  | Capitalized Indirect Services Cost | HTGR: 439503252.4708; HTGR: 1345440826.5948; HTGR: 694054806.8284; HTGR: 2232383216.5319; HTGR: 319754501.3477; HTGR: 959973980.2336; HTGR: 519840682.8392; HTGR: 1658975309.973; PWR: 0; PWR: 0; HTGR: 0; HTGR: 0; HTGR: 0; HTGR: 0; PWR: 3393590916.9001; PWR: 1343521620.915; PWR: 529772840.3361; PWR: 831257142.8571; PWR: 543461348.2726; HTGR: 945937371.0184; SFR: 1137909376.402; SFR: 1507395244.5043; BWR: 0; PWR: 0; PWR: #N/A; SFR: 319262628.7309; SFR: 476964152.4428; SFR: 802473389.1282; SFR: 1439664192.0561; SFR: 2683325988.7099; SFR: 3310615350.7615; SFR: 761582192.9023; PWR: 811020663.4889; SFR: 555472300.4695; FHR: 1735466055.9367; FHR: 1735466055.9367; HTGR: 609374035.4809; HTGR: 476161142.8571; HTGR: 429704358.5434; HTGR: 755868653.5948; HTGR: 887219407.8331; HTGR: 568095137.1124; HTGR: 524867914.988; HTGR: 930890202.883; HTGR: 606862080.2719; HTGR: 565503261.6825; HTGR: 974142348.1499; HTGR: 619021452.669; HTGR: 565296654.5477
30 | 31 |  | 31 |  |  | Factory & Field Indirect Costs | HTGR: 412692830.1887; HTGR: 1318630404.3127; HTGR: 667244384.5463; HTGR: 2205572794.2498; HTGR: 292944079.0656; HTGR: 933163557.9515; HTGR: 493030260.5571; HTGR: 1632164887.6909; PWR: 0; PWR: 0; HTGR: 0; HTGR: 0; HTGR: 0; HTGR: 0; PWR: 835444773.1092; PWR: 461188205.4155; PWR: 231328261.4379; PWR: 378023484.5938; PWR: 188398782.4463; HTGR: 436215551.3683; SFR: 107097353.0731; SFR: 227581875.2804; BWR: 0; PWR: 0; PWR: #N/A; SFR: 126426417.8939; SFR: 194123826.6541; SFR: 332523696.3217; SFR: 600181184.5352; SFR: 1102034474.6196; SFR: 1344765002.4777; SFR: 19216466.954; PWR: 274810018.5487; SFR: 0; FHR: 752799425.8575; FHR: 752799425.8575; HTGR: 137899249.2997; HTGR: 127754763.7722; HTGR: 122603114.8459; HTGR: 241556332.3996; HTGR: 209193839.8084; HTGR: 171907103.5674; HTGR: 168028749.5527; HTGR: 220136717.5836; HTGR: 182723201.1062; HTGR: 179047544.7138; HTGR: 201423321.7026; HTGR: 163855494.7362; HTGR: 159533353.4183
30 | 311 |  |  | 311 |  | Construction Tools and Equipment | HTGR: 0; HTGR: 0; HTGR: 0; HTGR: 0; HTGR: 0; HTGR: 0; HTGR: 0; HTGR: 0; PWR: 0; PWR: 0; HTGR: 0; HTGR: 0; HTGR: 0; HTGR: 0; PWR: 0; PWR: 0; PWR: 0; PWR: 0; PWR: 0; HTGR: 0; SFR: 0; SFR: 0; BWR: 0; PWR: 0; PWR: #N/A; SFR: 0; SFR: 0; SFR: 0; SFR: 0; SFR: 0; SFR: 0; SFR: 0; PWR: 0; SFR: 0; FHR: 0; FHR: 0; HTGR: 0; HTGR: 0; HTGR: 0; HTGR: 0; HTGR: 0; HTGR: 0; HTGR: 0; HTGR: 0; HTGR: 0; HTGR: 0; HTGR: 0; HTGR: 0; HTGR: 0
30 | 312 |  |  | 312 |  | Construction Vehicles | HTGR: 0; HTGR: 0; HTGR: 0; HTGR: 0; HTGR: 0; HTGR: 0; HTGR: 0; HTGR: 0; PWR: 0; PWR: 0; HTGR: 0; HTGR: 0; HTGR: 0; HTGR: 0; PWR: 0; PWR: 0; PWR: 0; PWR: 0; PWR: 0; HTGR: 0; SFR: 0; SFR: 0; BWR: 0; PWR: 0; PWR: #N/A; SFR: 0; SFR: 0; SFR: 0; SFR: 0; SFR: 0; SFR: 0; SFR: 0; PWR: 0; SFR: 0; FHR: 0; FHR: 0; HTGR: 0; HTGR: 0; HTGR: 0; HTGR: 0; HTGR: 0; HTGR: 0; HTGR: 0; HTGR: 0; HTGR: 0; HTGR: 0; HTGR: 0; HTGR: 0; HTGR: 0
30 | 313 |  |  | 313 |  | Construction Supplies, Consumables, and Utilities | HTGR: 0; HTGR: 0; HTGR: 0; HTGR: 0; HTGR: 0; HTGR: 0; HTGR: 0; HTGR: 0; PWR: 0; PWR: 0; HTGR: 0; HTGR: 0; HTGR: 0; HTGR: 0; PWR: 0; PWR: 0; PWR: 0; PWR: 0; PWR: 0; HTGR: 0; SFR: 0; SFR: 0; BWR: 0; PWR: 0; PWR: #N/A; SFR: 0; SFR: 0; SFR: 0; SFR: 0; SFR: 0; SFR: 0; SFR: 0; PWR: 0; SFR: 0; FHR: 0; FHR: 0; HTGR: 0; HTGR: 0; HTGR: 0; HTGR: 0; HTGR: 0; HTGR: 0; HTGR: 0; HTGR: 0; HTGR: 0; HTGR: 0; HTGR: 0; HTGR: 0; HTGR: 0
30 | 314 |  |  | 314 |  | Temporary Roads and Railroads | HTGR: 0; HTGR: 0; HTGR: 0; HTGR: 0; HTGR: 0; HTGR: 0; HTGR: 0; HTGR: 0; PWR: 0; PWR: 0; HTGR: 0; HTGR: 0; HTGR: 0; HTGR: 0; PWR: 0; PWR: 0; PWR: 0; PWR: 0; PWR: 0; HTGR: 0; SFR: 0; SFR: 0; BWR: 0; PWR: 0; PWR: #N/A; SFR: 0; SFR: 0; SFR: 0; SFR: 0; SFR: 0; SFR: 0; SFR: 0; PWR: 0; SFR: 0; FHR: 0; FHR: 0; HTGR: 0; HTGR: 0; HTGR: 0; HTGR: 0; HTGR: 0; HTGR: 0; HTGR: 0; HTGR: 0; HTGR: 0; HTGR: 0; HTGR: 0; HTGR: 0; HTGR: 0
30 | 315 |  |  | 315 |  | Module Receiving and Assembly Building(s) | HTGR: 0; HTGR: 0; HTGR: 0; HTGR: 0; HTGR: 0; HTGR: 0; HTGR: 0; HTGR: 0; PWR: 0; PWR: 0; HTGR: 0; HTGR: 0; HTGR: 0; HTGR: 0; PWR: 0; PWR: 0; PWR: 0; PWR: 0; PWR: 0; HTGR: 0; SFR: 0; SFR: 0; BWR: 0; PWR: 0; PWR: #N/A; SFR: 0; SFR: 0; SFR: 0; SFR: 0; SFR: 0; SFR: 0; SFR: 0; PWR: 0; SFR: 0; FHR: 0; FHR: 0; HTGR: 0; HTGR: 0; HTGR: 0; HTGR: 0; HTGR: 0; HTGR: 0; HTGR: 0; HTGR: 0; HTGR: 0; HTGR: 0; HTGR: 0; HTGR: 0; HTGR: 0
30 | 316 |  |  | 316 |  | Laydown Areas | HTGR: 0; HTGR: 0; HTGR: 0; HTGR: 0; HTGR: 0; HTGR: 0; HTGR: 0; HTGR: 0; PWR: 0; PWR: 0; HTGR: 0; HTGR: 0; HTGR: 0; HTGR: 0; PWR: 0; PWR: 0; PWR: 0; PWR: 0; PWR: 0; HTGR: 0; SFR: 0; SFR: 0; BWR: 0; PWR: 0; PWR: #N/A; SFR: 0; SFR: 0; SFR: 0; SFR: 0; SFR: 0; SFR: 0; SFR: 0; PWR: 0; SFR: 0; FHR: 0; FHR: 0; HTGR: 0; HTGR: 0; HTGR: 0; HTGR: 0; HTGR: 0; HTGR: 0; HTGR: 0; HTGR: 0; HTGR: 0; HTGR: 0; HTGR: 0; HTGR: 0; HTGR: 0
30 | 317 |  |  | 317 |  | Field Shops | HTGR: 0; HTGR: 0; HTGR: 0; HTGR: 0; HTGR: 0; HTGR: 0; HTGR: 0; HTGR: 0; PWR: 0; PWR: 0; HTGR: 0; HTGR: 0; HTGR: 0; HTGR: 0; PWR: 0; PWR: 0; PWR: 0; PWR: 0; PWR: 0; HTGR: 0; SFR: 0; SFR: 0; BWR: 0; PWR: 0; PWR: #N/A; SFR: 0; SFR: 0; SFR: 0; SFR: 0; SFR: 0; SFR: 0; SFR: 0; PWR: 0; SFR: 0; FHR: 0; FHR: 0; HTGR: 0; HTGR: 0; HTGR: 0; HTGR: 0; HTGR: 0; HTGR: 0; HTGR: 0; HTGR: 0; HTGR: 0; HTGR: 0; HTGR: 0; HTGR: 0; HTGR: 0
30 | 318 |  |  | 318 |  | Other Construction Support Structures | HTGR: 0; HTGR: 0; HTGR: 0; HTGR: 0; HTGR: 0; HTGR: 0; HTGR: 0; HTGR: 0; PWR: 0; PWR: 0; HTGR: 0; HTGR: 0; HTGR: 0; HTGR: 0; PWR: 544773639.5892; PWR: 284137538.7488; PWR: 132669587.3016; PWR: 221490255.8357; PWR: 102389370.6816; HTGR: 436215551.3683; SFR: 107097353.0731; SFR: 227581875.2804; BWR: 0; PWR: 0; PWR: #N/A; SFR: 0; SFR: 0; SFR: 0; SFR: 0; SFR: 0; SFR: 0; SFR: 0; PWR: 0; SFR: 0; FHR: 0; FHR: 0; HTGR: 70780145.6583; HTGR: 65241217.5537; HTGR: 62797736.6947; HTGR: 123728732.0261; HTGR: 129429357.5898; HTGR: 104746587.847; HTGR: 102179227.5504; HTGR: 136673234.849; HTGR: 111906539.674; HTGR: 109473359.1039; HTGR: 133336565.0058; HTGR: 108467722.2897; HTGR: 105606586.0981
30 | 319 |  |  | 319 |  | Construction Insurance | HTGR: 0; HTGR: 0; HTGR: 0; HTGR: 0; HTGR: 0; HTGR: 0; HTGR: 0; HTGR: 0; PWR: 0; PWR: 0; HTGR: 0; HTGR: 0; HTGR: 0; HTGR: 0; PWR: 0; PWR: 0; PWR: 0; PWR: 0; PWR: 0; HTGR: 0; SFR: 0; SFR: 0; BWR: 0; PWR: 0; PWR: #N/A; SFR: 0; SFR: 0; SFR: 0; SFR: 0; SFR: 0; SFR: 0; SFR: 0; PWR: 0; SFR: 0; FHR: 0; FHR: 0; HTGR: 0; HTGR: 0; HTGR: 0; HTGR: 0; HTGR: 0; HTGR: 0; HTGR: 0; HTGR: 0; HTGR: 0; HTGR: 0; HTGR: 0; HTGR: 0; HTGR: 0
30 | 32 |  | 32 |  |  | Factory & Construction Supervision | HTGR: 0; HTGR: 0; HTGR: 0; HTGR: 0; HTGR: 0; HTGR: 0; HTGR: 0; HTGR: 0; PWR: 0; PWR: 0; HTGR: 0; HTGR: 0; HTGR: 0; HTGR: 0; PWR: 1043631014.0056; PWR: 222066995.3315; PWR: 100723234.3604; PWR: 156920507.9365; PWR: 181603286.648; HTGR: 150415554.9574; SFR: 45516375.0561; SFR: 88355316.2853; BWR: 0; PWR: 0; PWR: #N/A; SFR: 0; SFR: 0; SFR: 0; SFR: 0; SFR: 0; SFR: 0; SFR: 142053512.931; PWR: 301736391.8264; SFR: 0; FHR: 251011875.4617; FHR: 251011875.4617; HTGR: 0; HTGR: 0; HTGR: 0; HTGR: 0; HTGR: 0; HTGR: 0; HTGR: 0; HTGR: 0; HTGR: 0; HTGR: 0; HTGR: 0; HTGR: 0; HTGR: 0
30 | 33 |  | 33 |  |  | Startup Costs | HTGR: 0; HTGR: 0; HTGR: 0; HTGR: 0; HTGR: 0; HTGR: 0; HTGR: 0; HTGR: 0; PWR: 0; PWR: 0; HTGR: 0; HTGR: 0; HTGR: 0; HTGR: 0; PWR: 49318192.3436; PWR: 31391902.8945; PWR: 13755376.2838; PWR: 21492601.3072; PWR: 10216926.2372; HTGR: 0; SFR: 0; SFR: 0; BWR: 0; PWR: 0; PWR: #N/A; SFR: 13446439.8443; SFR: 18463045.6128; SFR: 26110689.5083; SFR: 36926091.2256; SFR: 52221379.0166; SFR: 58385276.68; SFR: 6203268.6782; PWR: 0; SFR: 0; FHR: 35483617.942; FHR: 35483617.942; HTGR: 10955264.239; HTGR: 10453751.634; HTGR: 10066472.4556; HTGR: 20344694.6779; HTGR: 26541987.3063; HTGR: 23103610.2032; HTGR: 22347675.0622; HTGR: 28453204.153; HTGR: 24918380.1128; HTGR: 24178903.6508; HTGR: 31957498.9571; HTGR: 28392599.793; HTGR: 27573215.7528
30 | 331 |  |  | 331 |  | Commissioning and Trial Test Runs | HTGR: 0; HTGR: 0; HTGR: 0; HTGR: 0; HTGR: 0; HTGR: 0; HTGR: 0; HTGR: 0; PWR: 0; PWR: 0; HTGR: 0; HTGR: 0; HTGR: 0; HTGR: 0; PWR: 0; PWR: 0; PWR: 0; PWR: 0; PWR: 0; HTGR: 0; SFR: 0; SFR: 0; BWR: 0; PWR: 0; PWR: #N/A; SFR: 0; SFR: 0; SFR: 0; SFR: 0; SFR: 0; SFR: 0; SFR: 0; PWR: 0; SFR: 0; FHR: 0; FHR: 0; HTGR: 0; HTGR: 0; HTGR: 0; HTGR: 0; HTGR: 0; HTGR: 0; HTGR: 0; HTGR: 0; HTGR: 0; HTGR: 0; HTGR: 0; HTGR: 0; HTGR: 0
30 | 332 |  |  | 332 |  | Demonstration Test Run | HTGR: 0; HTGR: 0; HTGR: 0; HTGR: 0; HTGR: 0; HTGR: 0; HTGR: 0; HTGR: 0; PWR: 0; PWR: 0; HTGR: 0; HTGR: 0; HTGR: 0; HTGR: 0; PWR: 0; PWR: 0; PWR: 0; PWR: 0; PWR: 0; HTGR: 0; SFR: 0; SFR: 0; BWR: 0; PWR: 0; PWR: #N/A; SFR: 0; SFR: 0; SFR: 0; SFR: 0; SFR: 0; SFR: 0; SFR: 0; PWR: 0; SFR: 0; FHR: 0; FHR: 0; HTGR: 0; HTGR: 0; HTGR: 0; HTGR: 0; HTGR: 0; HTGR: 0; HTGR: 0; HTGR: 0; HTGR: 0; HTGR: 0; HTGR: 0; HTGR: 0; HTGR: 0
30 | 34 |  | 34 |  |  | Shipping and Transportation Costs | HTGR: 0; HTGR: 0; HTGR: 0; HTGR: 0; HTGR: 0; HTGR: 0; HTGR: 0; HTGR: 0; PWR: 0; PWR: 0; HTGR: 0; HTGR: 0; HTGR: 0; HTGR: 0; PWR: 0; PWR: 0; PWR: 0; PWR: 0; PWR: 0; HTGR: 0; SFR: 0; SFR: 0; BWR: 0; PWR: 0; PWR: #N/A; SFR: 1554608.9704; SFR: 1554608.9704; SFR: 8638588.8025; SFR: 34554355.2101; SFR: 138217420.8405; SFR: 215964720.0633; SFR: 0; PWR: 0; SFR: 0; FHR: 0; FHR: 0; HTGR: 0; HTGR: 0; HTGR: 0; HTGR: 0; HTGR: 0; HTGR: 0; HTGR: 0; HTGR: 0; HTGR: 0; HTGR: 0; HTGR: 0; HTGR: 0; HTGR: 0
30 | 341 |  |  | 341 |  | Fuel Shipping and Transportation | HTGR: 0; HTGR: 0; HTGR: 0; HTGR: 0; HTGR: 0; HTGR: 0; HTGR: 0; HTGR: 0; PWR: 0; PWR: 0; HTGR: 0; HTGR: 0; HTGR: 0; HTGR: 0; PWR: 0; PWR: 0; PWR: 0; PWR: 0; PWR: 0; HTGR: 0; SFR: 0; SFR: 0; BWR: 0; PWR: 0; PWR: #N/A; SFR: 0; SFR: 0; SFR: 0; SFR: 0; SFR: 0; SFR: 0; SFR: 0; PWR: 0; SFR: 0; FHR: 0; FHR: 0; HTGR: 0; HTGR: 0; HTGR: 0; HTGR: 0; HTGR: 0; HTGR: 0; HTGR: 0; HTGR: 0; HTGR: 0; HTGR: 0; HTGR: 0; HTGR: 0; HTGR: 0
30 | 342 |  |  | 342 |  | Reactor System Modules Shipping and Transportation | HTGR: 0; HTGR: 0; HTGR: 0; HTGR: 0; HTGR: 0; HTGR: 0; HTGR: 0; HTGR: 0; PWR: 0; PWR: 0; HTGR: 0; HTGR: 0; HTGR: 0; HTGR: 0; PWR: 0; PWR: 0; PWR: 0; PWR: 0; PWR: 0; HTGR: 0; SFR: 0; SFR: 0; BWR: 0; PWR: 0; PWR: #N/A; SFR: 0; SFR: 0; SFR: 0; SFR: 0; SFR: 0; SFR: 0; SFR: 0; PWR: 0; SFR: 0; FHR: 0; FHR: 0; HTGR: 0; HTGR: 0; HTGR: 0; HTGR: 0; HTGR: 0; HTGR: 0; HTGR: 0; HTGR: 0; HTGR: 0; HTGR: 0; HTGR: 0; HTGR: 0; HTGR: 0
30 | 343 |  |  | 343 |  | Energy Conversion System Module Shipping and Transportation | HTGR: 0; HTGR: 0; HTGR: 0; HTGR: 0; HTGR: 0; HTGR: 0; HTGR: 0; HTGR: 0; PWR: 0; PWR: 0; HTGR: 0; HTGR: 0; HTGR: 0; HTGR: 0; PWR: 0; PWR: 0; PWR: 0; PWR: 0; PWR: 0; HTGR: 0; SFR: 0; SFR: 0; BWR: 0; PWR: 0; PWR: #N/A; SFR: 0; SFR: 0; SFR: 0; SFR: 0; SFR: 0; SFR: 0; SFR: 0; PWR: 0; SFR: 0; FHR: 0; FHR: 0; HTGR: 0; HTGR: 0; HTGR: 0; HTGR: 0; HTGR: 0; HTGR: 0; HTGR: 0; HTGR: 0; HTGR: 0; HTGR: 0; HTGR: 0; HTGR: 0; HTGR: 0
30 | 344 |  |  | 344 |  | Construction Module Shipping and Transportation | HTGR: 0; HTGR: 0; HTGR: 0; HTGR: 0; HTGR: 0; HTGR: 0; HTGR: 0; HTGR: 0; PWR: 0; PWR: 0; HTGR: 0; HTGR: 0; HTGR: 0; HTGR: 0; PWR: 0; PWR: 0; PWR: 0; PWR: 0; PWR: 0; HTGR: 0; SFR: 0; SFR: 0; BWR: 0; PWR: 0; PWR: #N/A; SFR: 0; SFR: 0; SFR: 0; SFR: 0; SFR: 0; SFR: 0; SFR: 0; PWR: 0; SFR: 0; FHR: 0; FHR: 0; HTGR: 0; HTGR: 0; HTGR: 0; HTGR: 0; HTGR: 0; HTGR: 0; HTGR: 0; HTGR: 0; HTGR: 0; HTGR: 0; HTGR: 0; HTGR: 0; HTGR: 0
30 | 345 |  |  | 345 |  | Other Shipping and Transportation Costs | HTGR: 0; HTGR: 0; HTGR: 0; HTGR: 0; HTGR: 0; HTGR: 0; HTGR: 0; HTGR: 0; PWR: 0; PWR: 0; HTGR: 0; HTGR: 0; HTGR: 0; HTGR: 0; PWR: 0; PWR: 0; PWR: 0; PWR: 0; PWR: 0; HTGR: 0; SFR: 0; SFR: 0; BWR: 0; PWR: 0; PWR: #N/A; SFR: 0; SFR: 0; SFR: 0; SFR: 0; SFR: 0; SFR: 0; SFR: 0; PWR: 0; SFR: 0; FHR: 0; FHR: 0; HTGR: 0; HTGR: 0; HTGR: 0; HTGR: 0; HTGR: 0; HTGR: 0; HTGR: 0; HTGR: 0; HTGR: 0; HTGR: 0; HTGR: 0; HTGR: 0; HTGR: 0
30 | 35 |  | 35 |  |  | Engineering Services | HTGR: 26810422.2821; HTGR: 26810422.2821; HTGR: 26810422.2821; HTGR: 26810422.2821; HTGR: 26810422.2821; HTGR: 26810422.2821; HTGR: 26810422.2821; HTGR: 26810422.2821; PWR: 0; PWR: 0; HTGR: 0; HTGR: 0; HTGR: 0; HTGR: 0; PWR: 1338573363.212; PWR: 579756929.972; PWR: 165905942.1102; PWR: 247215066.2932; PWR: 149498121.3819; HTGR: 359306264.6927; SFR: 607777478.69; SFR: 749681471.5119; BWR: 0; PWR: 0; PWR: #N/A; SFR: 81543913.6536; SFR: 118570601.0677; SFR: 196400089.4731; SFR: 351422552.4214; SFR: 647311645.0271; SFR: 791535464.4336; SFR: 506241720.2011; PWR: 160049164.1474; SFR: 0; FHR: 632611149.3404; FHR: 632611149.3404; HTGR: 278264268.9076; HTGR: 204123988.7955; HTGR: 165407215.6863; HTGR: 277751611.578; HTGR: 469786197.9019; HTGR: 249145374.4921; HTGR: 216711212.3662; HTGR: 479396833.2051; HTGR: 256770973.2375; HTGR: 227121838.591; HTGR: 461196383.3511; HTGR: 221179107.5041; HTGR: 191106551.4407
30 | 351 |  |  | 351 |  | Off-Site | HTGR: 0; HTGR: 0; HTGR: 0; HTGR: 0; HTGR: 0; HTGR: 0; HTGR: 0; HTGR: 0; PWR: 0; PWR: 0; HTGR: 0; HTGR: 0; HTGR: 0; HTGR: 0; PWR: 1294994704.0149; PWR: 559662991.5966; PWR: 160155264.239; PWR: 238647559.2904; PWR: 144315824.4631; HTGR: 0; SFR: 315937191.5657; SFR: 406969941.6779; BWR: 0; PWR: 0; PWR: #N/A; SFR: 0; SFR: 0; SFR: 0; SFR: 0; SFR: 0; SFR: 0; SFR: 0; PWR: 160049164.1474; SFR: 0; FHR: 632611149.3404; FHR: 632611149.3404; HTGR: 211395921.5686; HTGR: 140763443.5107; HTGR: 104849568.6275; HTGR: 157140616.2465; HTGR: 354160508.5083; HTGR: 142644611.8749; HTGR: 112216629.0243; HTGR: 358699072.2348; HTGR: 145454087.6385; HTGR: 117706239.3078; HTGR: 376386098.8984; HTGR: 145829518.4056; HTGR: 117992652.5948
30 | 352 |  |  | 352 |  | On-Site | HTGR: 0; HTGR: 0; HTGR: 0; HTGR: 0; HTGR: 0; HTGR: 0; HTGR: 0; HTGR: 0; PWR: 0; PWR: 0; HTGR: 0; HTGR: 0; HTGR: 0; HTGR: 0; PWR: 0; PWR: 0; PWR: 0; PWR: 0; PWR: 0; HTGR: 0; SFR: 0; SFR: 0; BWR: 0; PWR: 0; PWR: #N/A; SFR: 0; SFR: 0; SFR: 0; SFR: 0; SFR: 0; SFR: 0; SFR: 116408691.092; PWR: 0; SFR: 0; FHR: 0; FHR: 0; HTGR: 9406147.5257; HTGR: 8932496.732; HTGR: 8561934.6405; HTGR: 17132227.8245; HTGR: 16087187.7389; HTGR: 14235752.3183; HTGR: 13828665.1031; HTGR: 17116302.3747; HTGR: 15212936.825; HTGR: 14827167.518; HTGR: 17207883.1672; HTGR: 15288321.7242; HTGR: 14834703.0112
30 | 353 |  |  | 353 |  | Owner's Engineering Oversight | HTGR: 26810422.2821; HTGR: 26810422.2821; HTGR: 26810422.2821; HTGR: 26810422.2821; HTGR: 26810422.2821; HTGR: 26810422.2821; HTGR: 26810422.2821; HTGR: 26810422.2821; PWR: 0; PWR: 0; HTGR: 0; HTGR: 0; HTGR: 0; HTGR: 0; PWR: 43578659.197; PWR: 20093938.3754; PWR: 5750677.8711; PWR: 8567507.0028; PWR: 5182296.9188; HTGR: 0; SFR: 0; SFR: 0; BWR: 0; PWR: 0; PWR: #N/A; SFR: 0; SFR: 0; SFR: 0; SFR: 0; SFR: 0; SFR: 0; SFR: 0; PWR: 0; SFR: 0; FHR: 0; FHR: 0; HTGR: 57462199.8133; HTGR: 54428048.5528; HTGR: 51995712.4183; HTGR: 103478767.507; HTGR: 99538501.6547; HTGR: 92265010.299; HTGR: 90665918.2387; HTGR: 103581458.5956; HTGR: 96103948.774; HTGR: 94588431.7652; HTGR: 67602401.2854; HTGR: 60061267.3743; HTGR: 58279195.8347
30 | 36 |  | 36 |  |  | PM/CM Services | HTGR: 0; HTGR: 0; HTGR: 0; HTGR: 0; HTGR: 0; HTGR: 0; HTGR: 0; HTGR: 0; PWR: 0; PWR: 0; HTGR: 0; HTGR: 0; HTGR: 0; HTGR: 0; PWR: 126623574.2297; PWR: 49117587.3016; PWR: 18060026.1438; PWR: 27605482.7264; PWR: 13744231.5593; HTGR: 0; SFR: 377518169.5828; SFR: 441776581.4266; BWR: 0; PWR: 0; PWR: #N/A; SFR: 33795580.3229; SFR: 49591461.8039; SFR: 79136320.5983; SFR: 132086616.7521; SFR: 226116973.1913; SFR: 270296378.3404; SFR: 87867224.1379; PWR: 74425088.9664; SFR: 0; FHR: 63559987.3351; FHR: 63559987.3351; HTGR: 141549146.592; HTGR: 93122532.2129; HTGR: 91200067.2269; HTGR: 141685669.4678; HTGR: 108611604.3384; HTGR: 52221581.3241; HTGR: 47860815.1286; HTGR: 110519660.842; HTGR: 53508673.0753; HTGR: 49164695.1935; HTGR: 116723485.5898; HTGR: 54041434.061; HTGR: 49572294.1491
30 | 361 |  |  | 361 |  | Off-Site | HTGR: 0; HTGR: 0; HTGR: 0; HTGR: 0; HTGR: 0; HTGR: 0; HTGR: 0; HTGR: 0; PWR: 0; PWR: 0; HTGR: 0; HTGR: 0; HTGR: 0; HTGR: 0; PWR: 0; PWR: 0; PWR: 0; PWR: 0; PWR: 0; HTGR: 0; SFR: 0; SFR: 0; BWR: 0; PWR: 0; PWR: #N/A; SFR: 14167274.9971; SFR: 19452810.3727; SFR: 27510428.2554; SFR: 38905620.7454; SFR: 55020856.5107; SFR: 61515187.6691; SFR: 87867224.1379; PWR: 0; SFR: 0; FHR: 37385819.5251; FHR: 37385819.5251; HTGR: 39446752.5677; HTGR: 30035032.6797; HTGR: 28179436.0411; HTGR: 49872642.3903; HTGR: 52964633.0537; HTGR: 25581535.7899; HTGR: 25412769.786; HTGR: 54505149.2746; HTGR: 26519542.1862; HTGR: 26360056.6643; HTGR: 59212912.3708; HTGR: 25482919.7188; HTGR: 25294815.9197
30 | 362 |  |  | 362 |  | On-Site | HTGR: 0; HTGR: 0; HTGR: 0; HTGR: 0; HTGR: 0; HTGR: 0; HTGR: 0; HTGR: 0; PWR: 0; PWR: 0; HTGR: 0; HTGR: 0; HTGR: 0; HTGR: 0; PWR: 19004541.55; PWR: 12980817.9272; PWR: 3713979.4585; PWR: 5536141.9234; PWR: 3346203.5481; HTGR: 0; SFR: 377518169.5828; SFR: 441776581.4266; BWR: 0; PWR: 0; PWR: #N/A; SFR: 19628305.3259; SFR: 30138651.4312; SFR: 51625892.3429; SFR: 93180996.0067; SFR: 171096116.6806; SFR: 208781190.6713; SFR: 0; PWR: 74425088.9664; SFR: 0; FHR: 26174167.81; FHR: 26174167.81; HTGR: 0; HTGR: 0; HTGR: 0; HTGR: 0; HTGR: 0; HTGR: 0; HTGR: 0; HTGR: 0; HTGR: 0; HTGR: 0; HTGR: 0; HTGR: 0; HTGR: 0
30 | 363 |  |  | 363 |  | Owner's Engineering Oversight | HTGR: 0; HTGR: 0; HTGR: 0; HTGR: 0; HTGR: 0; HTGR: 0; HTGR: 0; HTGR: 0; PWR: 0; PWR: 0; HTGR: 0; HTGR: 0; HTGR: 0; HTGR: 0; PWR: 0; PWR: 0; PWR: 0; PWR: 0; PWR: 0; HTGR: 0; SFR: 0; SFR: 0; BWR: 0; PWR: 0; PWR: #N/A; SFR: 0; SFR: 0; SFR: 0; SFR: 0; SFR: 0; SFR: 0; SFR: 0; PWR: 0; SFR: 0; FHR: 0; FHR: 0; HTGR: 100135350.1401; HTGR: 61212399.6265; HTGR: 61212399.6265; HTGR: 88154771.2418; HTGR: 50642484.0232; HTGR: 22296784.55; HTGR: 18250157.8308; HTGR: 50642484.0232; HTGR: 22296876.7555; HTGR: 18250157.8308; HTGR: 51364900.1653; HTGR: 23098398.2881; HTGR: 18979369.5172
30 | 37 |  | 37 |  |  | Regulatory Inspection Support | HTGR: 0; HTGR: 0; HTGR: 0; HTGR: 0; HTGR: 0; HTGR: 0; HTGR: 0; HTGR: 0; PWR: 0; PWR: 0; HTGR: 0; HTGR: 0; HTGR: 0; HTGR: 0; PWR: 0; PWR: 0; PWR: 0; PWR: 0; PWR: 0; HTGR: 0; SFR: 0; SFR: 0; BWR: 0; PWR: 0; PWR: #N/A; SFR: 0; SFR: 0; SFR: 0; SFR: 0; SFR: 0; SFR: 0; SFR: 0; PWR: 0; SFR: 0; FHR: 0; FHR: 0; HTGR: 0; HTGR: 0; HTGR: 0; HTGR: 0; HTGR: 0; HTGR: 0; HTGR: 0; HTGR: 0; HTGR: 0; HTGR: 0; HTGR: 0; HTGR: 0; HTGR: 0
30 | 38 |  | 38 |  |  | Spare Parts | HTGR: 0; HTGR: 0; HTGR: 0; HTGR: 0; HTGR: 0; HTGR: 0; HTGR: 0; HTGR: 0; PWR: 0; PWR: 0; HTGR: 0; HTGR: 0; HTGR: 0; HTGR: 0; PWR: 0; PWR: 0; PWR: 0; PWR: 0; PWR: 0; HTGR: 0; SFR: 0; SFR: 0; BWR: 0; PWR: 0; PWR: #N/A; SFR: 11453197.7027; SFR: 18510821.3063; SFR: 32829845.2441; SFR: 60370102.9248; SFR: 111887201.6439; SFR: 136672084.3802; SFR: 0; PWR: 0; SFR: 0; FHR: 0; FHR: 0; HTGR: 40706106.4426; HTGR: 40706106.4426; HTGR: 40427488.3287; HTGR: 74530345.4715; HTGR: 73085778.4782; HTGR: 71717467.5257; HTGR: 69919462.8783; HTGR: 92383787.0993; HTGR: 88940852.7401; HTGR: 85990279.5334; HTGR: 162841658.5492; HTGR: 151552816.5747; HTGR: 137511239.7868
30 | 39 |  | 39 |  |  | Contingency on Indirect Services Cost | HTGR: 0; HTGR: 0; HTGR: 0; HTGR: 0; HTGR: 0; HTGR: 0; HTGR: 0; HTGR: 0; PWR: 0; PWR: 0; HTGR: 0; HTGR: 0; HTGR: 0; HTGR: 0; PWR: 0; PWR: 0; PWR: 0; PWR: 0; PWR: 0; HTGR: 0; SFR: 0; SFR: 0; BWR: 0; PWR: 0; PWR: #N/A; SFR: 51042470.343; SFR: 76149787.0277; SFR: 126834159.1803; SFR: 224123288.9869; SFR: 405536894.3709; SFR: 492996424.3863; SFR: 0; PWR: 0; SFR: 555472300.4695; FHR: 0; FHR: 0; HTGR: 0; HTGR: 0; HTGR: 0; HTGR: 0; HTGR: 0; HTGR: 0; HTGR: 0; HTGR: 0; HTGR: 0; HTGR: 0; HTGR: 0; HTGR: 0; HTGR: 0
40 | 40 | 40 |  |  |  | Capitalized Pre-COD Personnel Costs | HTGR: 107657250.6739; HTGR: 343991123.0907; HTGR: 174066666.6667; HTGR: 575365067.3854; HTGR: 76423108.7152; HTGR: 242714752.92; HTGR: 128623000.8985; HTGR: 425776316.2624; PWR: 0; PWR: 0; HTGR: 0; HTGR: 0; HTGR: 0; HTGR: 0; PWR: 0; PWR: 0; PWR: 0; PWR: 0; PWR: 0; HTGR: 0; SFR: 0; SFR: 0; BWR: 0; PWR: 0; PWR: #N/A; SFR: 109304409.4181; SFR: 109304409.4181; SFR: 144785484.4013; SFR: 227187691.0494; SFR: 395304681.2427; SFR: 479042073.077; SFR: 235660542.5287; PWR: 0; SFR: 0; FHR: 393667546.1741; FHR: 393667546.1741; HTGR: 61295985.0607; HTGR: 55723622.7824; HTGR: 50151260.5042; HTGR: 95287394.958; HTGR: 131735160.893; HTGR: 119958701.7381; HTGR: 74629812.3384; HTGR: 132046006.3283; HTGR: 110070414.9741; HTGR: 70917137.7489; HTGR: 118666059.2167; HTGR: 99309779.0344; HTGR: 65126128.482
40 | 41 |  | 41 |  |  | Staff Recruitment and Training | HTGR: 0; HTGR: 0; HTGR: 0; HTGR: 0; HTGR: 0; HTGR: 0; HTGR: 0; HTGR: 0; PWR: 0; PWR: 0; HTGR: 0; HTGR: 0; HTGR: 0; HTGR: 0; PWR: 0; PWR: 0; PWR: 0; PWR: 0; PWR: 0; HTGR: 0; SFR: 0; SFR: 0; BWR: 0; PWR: 0; PWR: #N/A; SFR: 78562439.9225; SFR: 78562439.9225; SFR: 103963629.1543; SFR: 163111561.1491; SFR: 283799383.357; SFR: 343898462.9438; SFR: 235660542.5287; PWR: 0; SFR: 0; FHR: 0; FHR: 0; HTGR: 61295985.0607; HTGR: 55723622.7824; HTGR: 50151260.5042; HTGR: 95287394.958; HTGR: 131735160.893; HTGR: 119958701.7381; HTGR: 74629812.3384; HTGR: 132046006.3283; HTGR: 110070414.9741; HTGR: 70917137.7489; HTGR: 118666059.2167; HTGR: 99309779.0344; HTGR: 65126128.482
40 | 42 |  | 42 |  |  | Staff Housing | HTGR: 0; HTGR: 0; HTGR: 0; HTGR: 0; HTGR: 0; HTGR: 0; HTGR: 0; HTGR: 0; PWR: 0; PWR: 0; HTGR: 0; HTGR: 0; HTGR: 0; HTGR: 0; PWR: 0; PWR: 0; PWR: 0; PWR: 0; PWR: 0; HTGR: 0; SFR: 0; SFR: 0; BWR: 0; PWR: 0; PWR: #N/A; SFR: 5682892.1885; SFR: 5682892.1885; SFR: 7561136.2169; SFR: 11871465.4616; SFR: 20660684.3125; SFR: 25043253.7121; SFR: 0; PWR: 0; SFR: 0; FHR: 0; FHR: 0; HTGR: 0; HTGR: 0; HTGR: 0; HTGR: 0; HTGR: 0; HTGR: 0; HTGR: 0; HTGR: 0; HTGR: 0; HTGR: 0; HTGR: 0; HTGR: 0; HTGR: 0
40 | 49 |  | 49 |  |  | Contingency on Training Costs | HTGR: 0; HTGR: 0; HTGR: 0; HTGR: 0; HTGR: 0; HTGR: 0; HTGR: 0; HTGR: 0; PWR: 0; PWR: 0; HTGR: 0; HTGR: 0; HTGR: 0; HTGR: 0; PWR: 0; PWR: 0; PWR: 0; PWR: 0; PWR: 0; HTGR: 0; SFR: 0; SFR: 0; BWR: 0; PWR: 0; PWR: #N/A; SFR: 25059077.3071; SFR: 25059077.3071; SFR: 33260719.0301; SFR: 52204664.4387; SFR: 90844613.5732; SFR: 110100356.4211; SFR: 0; PWR: 0; SFR: 0; FHR: 0; FHR: 0; HTGR: 0; HTGR: 0; HTGR: 0; HTGR: 0; HTGR: 0; HTGR: 0; HTGR: 0; HTGR: 0; HTGR: 0; HTGR: 0; HTGR: 0; HTGR: 0; HTGR: 0
50 | 50 | 50 |  |  |  | Capitalized Supplementary Costs | HTGR: 164115835.0295; HTGR: 655144552.1581; HTGR: 164129156.12; HTGR: 655144552.1581; HTGR: 95925172.7311; HTGR: 382355260.7835; HTGR: 95925172.7311; HTGR: 382355260.7835; PWR: 0; PWR: 0; HTGR: 0; HTGR: 0; HTGR: 0; HTGR: 0; PWR: 255517824.0044; PWR: 138091577.9042; PWR: 70320302.8079; PWR: 110107783.263; PWR: 64296337.4931; HTGR: 0; SFR: 0; SFR: 0; BWR: 0; PWR: 0; PWR: #N/A; SFR: 58985186.3266; SFR: 92961077.3714; SFR: 165495288.0942; SFR: 313602532.3957; SFR: 610528967.6353; SFR: 763452550.2632; SFR: 185235316.1477; PWR: 0; SFR: 0; FHR: 0; FHR: 0; HTGR: 40303162.4729; HTGR: 37454379.7605; HTGR: 36111033.2749; HTGR: 65530884.0154; HTGR: 92286557.8241; HTGR: 80285306.3692; HTGR: 79037003.465; HTGR: 95808673.493; HTGR: 83766615.5906; HTGR: 82583555.9686; HTGR: 64830879.3774; HTGR: 52739153.8764; HTGR: 51348013.3552
50 | 51 |  | 51 |  |  | Taxes | HTGR: 0; HTGR: 0; HTGR: 0; HTGR: 0; HTGR: 0; HTGR: 0; HTGR: 0; HTGR: 0; PWR: 0; PWR: 0; HTGR: 0; HTGR: 0; HTGR: 0; HTGR: 0; PWR: 0; PWR: 0; PWR: 0; PWR: 0; PWR: 0; HTGR: 0; SFR: 0; SFR: 0; BWR: 0; PWR: 0; PWR: #N/A; SFR: 1801165.308; SFR: 3395827.587; SFR: 6791655.174; SFR: 13583310.348; SFR: 27166620.6961; SFR: 33958275.8701; SFR: 24136126.1129; PWR: 0; SFR: 0; FHR: 0; FHR: 0; HTGR: 0; HTGR: 0; HTGR: 0; HTGR: 0; HTGR: 0; HTGR: 0; HTGR: 0; HTGR: 0; HTGR: 0; HTGR: 0; HTGR: 0; HTGR: 0; HTGR: 0
50 | 52 |  | 52 |  |  | Insurance | HTGR: 0; HTGR: 0; HTGR: 0; HTGR: 0; HTGR: 0; HTGR: 0; HTGR: 0; HTGR: 0; PWR: 0; PWR: 0; HTGR: 0; HTGR: 0; HTGR: 0; HTGR: 0; PWR: 255517824.0044; PWR: 138091577.9042; PWR: 70320302.8079; PWR: 110107783.263; PWR: 64296337.4931; HTGR: 0; SFR: 0; SFR: 0; BWR: 0; PWR: 0; PWR: #N/A; SFR: 8889200.4709; SFR: 13266151.1112; SFR: 22189438.4556; SFR: 39425559.613; SFR: 71766333.61; SFR: 87413761.2665; SFR: 17029129.0055; PWR: 0; SFR: 0; FHR: 0; FHR: 0; HTGR: 37451611.8554; HTGR: 34602829.143; HTGR: 33259482.6574; HTGR: 65530884.0154; HTGR: 92286557.8241; HTGR: 80285306.3692; HTGR: 79037003.465; HTGR: 95808673.493; HTGR: 83766615.5906; HTGR: 82583555.9686; HTGR: 64830879.3774; HTGR: 52739153.8764; HTGR: 51348013.3552
50 | 53 |  | 53 |  |  | Spent Fuel Storage | HTGR: 0; HTGR: 0; HTGR: 0; HTGR: 0; HTGR: 0; HTGR: 0; HTGR: 0; HTGR: 0; PWR: 0; PWR: 0; HTGR: 0; HTGR: 0; HTGR: 0; HTGR: 0; PWR: 0; PWR: 0; PWR: 0; PWR: 0; PWR: 0; HTGR: 0; SFR: 0; SFR: 0; BWR: 0; PWR: 0; PWR: #N/A; SFR: 0; SFR: 0; SFR: 0; SFR: 0; SFR: 0; SFR: 0; SFR: 0; PWR: 0; SFR: 0; FHR: 0; FHR: 0; HTGR: 0; HTGR: 0; HTGR: 0; HTGR: 0; HTGR: 0; HTGR: 0; HTGR: 0; HTGR: 0; HTGR: 0; HTGR: 0; HTGR: 0; HTGR: 0; HTGR: 0
50 | 54 |  | 54 |  |  | Decommissioning | HTGR: 164115835.0295; HTGR: 655144552.1581; HTGR: 164129156.12; HTGR: 655144552.1581; HTGR: 95925172.7311; HTGR: 382355260.7835; HTGR: 95925172.7311; HTGR: 382355260.7835; PWR: 0; PWR: 0; HTGR: 0; HTGR: 0; HTGR: 0; HTGR: 0; PWR: 0; PWR: 0; PWR: 0; PWR: 0; PWR: 0; HTGR: 0; SFR: 0; SFR: 0; BWR: 0; PWR: 0; PWR: #N/A; SFR: 14129126.0066; SFR: 14129126.0066; SFR: 14955357.1315; SFR: 17847166.0685; SFR: 17916018.6622; SFR: 17916018.6622; SFR: 0; PWR: 0; SFR: 0; FHR: 0; FHR: 0; HTGR: 2851550.6176; HTGR: 2851550.6176; HTGR: 2851550.6176; HTGR: 0; HTGR: 0; HTGR: 0; HTGR: 0; HTGR: 0; HTGR: 0; HTGR: 0; HTGR: 0; HTGR: 0; HTGR: 0
50 | 55 |  | 55 |  |  | Other Owners' Costs | HTGR: 0; HTGR: 0; HTGR: 0; HTGR: 0; HTGR: 0; HTGR: 0; HTGR: 0; HTGR: 0; PWR: 0; PWR: 0; HTGR: 0; HTGR: 0; HTGR: 0; HTGR: 0; PWR: 0; PWR: 0; PWR: 0; PWR: 0; PWR: 0; HTGR: 0; SFR: 0; SFR: 0; BWR: 0; PWR: 0; PWR: #N/A; SFR: 0; SFR: 0; SFR: 0; SFR: 0; SFR: 0; SFR: 0; SFR: 7837032.3444; PWR: 0; SFR: 0; FHR: 0; FHR: 0; HTGR: 0; HTGR: 0; HTGR: 0; HTGR: 0; HTGR: 0; HTGR: 0; HTGR: 0; HTGR: 0; HTGR: 0; HTGR: 0; HTGR: 0; HTGR: 0; HTGR: 0
50 | 56 |  | 56 |  |  | Fees | HTGR: 0; HTGR: 0; HTGR: 0; HTGR: 0; HTGR: 0; HTGR: 0; HTGR: 0; HTGR: 0; PWR: 0; PWR: 0; HTGR: 0; HTGR: 0; HTGR: 0; HTGR: 0; PWR: 0; PWR: 0; PWR: 0; PWR: 0; PWR: 0; HTGR: 0; SFR: 0; SFR: 0; BWR: 0; PWR: 0; PWR: #N/A; SFR: 0; SFR: 0; SFR: 0; SFR: 0; SFR: 0; SFR: 0; SFR: 136233028.6849; PWR: 0; SFR: 0; FHR: 0; FHR: 0; HTGR: 0; HTGR: 0; HTGR: 0; HTGR: 0; HTGR: 0; HTGR: 0; HTGR: 0; HTGR: 0; HTGR: 0; HTGR: 0; HTGR: 0; HTGR: 0; HTGR: 0
50 | 57 |  | 57 |  |  | Management Reserve | HTGR: 0; HTGR: 0; HTGR: 0; HTGR: 0; HTGR: 0; HTGR: 0; HTGR: 0; HTGR: 0; PWR: 0; PWR: 0; HTGR: 0; HTGR: 0; HTGR: 0; HTGR: 0; PWR: 0; PWR: 0; PWR: 0; PWR: 0; PWR: 0; HTGR: 0; SFR: 0; SFR: 0; BWR: 0; PWR: 0; PWR: #N/A; SFR: 0; SFR: 0; SFR: 0; SFR: 0; SFR: 0; SFR: 0; SFR: 0; PWR: 0; SFR: 0; FHR: 0; FHR: 0; HTGR: 0; HTGR: 0; HTGR: 0; HTGR: 0; HTGR: 0; HTGR: 0; HTGR: 0; HTGR: 0; HTGR: 0; HTGR: 0; HTGR: 0; HTGR: 0; HTGR: 0
50 | 59 |  | 59 |  |  | Supplementary Contingencies | HTGR: 0; HTGR: 0; HTGR: 0; HTGR: 0; HTGR: 0; HTGR: 0; HTGR: 0; HTGR: 0; PWR: 0; PWR: 0; HTGR: 0; HTGR: 0; HTGR: 0; HTGR: 0; PWR: 0; PWR: 0; PWR: 0; PWR: 0; PWR: 0; HTGR: 0; SFR: 0; SFR: 0; BWR: 0; PWR: 0; PWR: #N/A; SFR: 34165694.5411; SFR: 62169972.6666; SFR: 121558837.3331; SFR: 242746496.3662; SFR: 493679994.667; SFR: 624164494.4644; SFR: 0; PWR: 0; SFR: 0; FHR: 0; FHR: 0; HTGR: 0; HTGR: 0; HTGR: 0; HTGR: 0; HTGR: 0; HTGR: 0; HTGR: 0; HTGR: 0; HTGR: 0; HTGR: 0; HTGR: 0; HTGR: 0; HTGR: 0

## MASTER_DATA_NORMALIZED
Opperational Parameters
[6 empty] | Source | Techno-Economic Analysis Advancements in FY-23 | Techno-Economic Analysis Advancements in FY-23 | Techno-Economic Analysis Advancements in FY-23 | Sensitivity of HTGR Heat and Power Production to Reactor Outlet, Temperature, Economic Analysis | Sensitivity of HTGR Heat and Power Production to Reactor Outlet, Temperature, Economic Analysis | Sensitivity of HTGR Heat and Power Production to Reactor Outlet, Temperature, Economic Analysis | Sensitivity of HTGR Heat and Power Production to Reactor Outlet, Temperature, Economic Analysis | Sensitivity of HTGR Heat and Power Production to Reactor Outlet, Temperature, Economic Analysis | Sensitivity of HTGR Heat and Power Production to Reactor Outlet, Temperature, Economic Analysis | Sensitivity of HTGR Heat and Power Production to Reactor Outlet, Temperature, Economic Analysis | Sensitivity of HTGR Heat and Power Production to Reactor Outlet, Temperature, Economic Analysis | Sensitivity of HTGR Heat and Power Production to Reactor Outlet, Temperature, Economic Analysis | Sensitivity of HTGR Heat and Power Production to Reactor Outlet, Temperature, Economic Analysis | Sensitivity of HTGR Heat and Power Production to Reactor Outlet, Temperature, Economic Analysis | Sensitivity of HTGR Heat and Power Production to Reactor Outlet, Temperature, Economic Analysis | Sensitivity of HTGR Heat and Power Production to Reactor Outlet, Temperature, Economic Analysis | Sensitivity of HTGR Heat and Power Production to Reactor Outlet, Temperature, Economic Analysis | Sensitivity of HTGR Heat and Power Production to Reactor Outlet, Temperature, Economic Analysis | Sensitivity of HTGR Heat and Power Production to Reactor Outlet, Temperature, Economic Analysis | Sensitivity of HTGR Heat and Power Production to Reactor Outlet, Temperature, Economic Analysis | Sensitivity of HTGR Heat and Power Production to Reactor Outlet, Temperature, Economic Analysis | Sensitivity of HTGR Heat and Power Production to Reactor Outlet, Temperature, Economic Analysis | Sensitivity of HTGR Heat and Power Production to Reactor Outlet, Temperature, Economic Analysis | Sensitivity of HTGR Heat and Power Production to Reactor Outlet, Temperature, Economic Analysis | Sensitivity of HTGR Heat and Power Production to Reactor Outlet, Temperature, Economic Analysis | Sensitivity of HTGR Heat and Power Production to Reactor Outlet, Temperature, Economic Analysis | Sensitivity of HTGR Heat and Power Production to Reactor Outlet, Temperature, Economic Analysis | Sensitivity of HTGR Heat and Power Production to Reactor Outlet, Temperature, Economic Analysis | Sensitivity of HTGR Heat and Power Production to Reactor Outlet, Temperature, Economic Analysis | Sensitivity of HTGR Heat and Power Production to Reactor Outlet, Temperature, Economic Analysis | Sensitivity of HTGR Heat and Power Production to Reactor Outlet, Temperature, Economic Analysis | Sensitivity of HTGR Heat and Power Production to Reactor Outlet, Temperature, Economic Analysis | Stewart, W. R., Shirvan, K., Velez, E., & Wiser, R. Pathways to Cost-effective Advanced Nuclear Technology. | Stewart, W. R., Shirvan, K., Velez, E., & Wiser, R. Pathways to Cost-effective Advanced Nuclear Technology. | Stewart, W. R., Shirvan, K., Velez, E., & Wiser, R. Pathways to Cost-effective Advanced Nuclear Technology. | Stewart, W. R., Shirvan, K., Velez, E., & Wiser, R. Pathways to Cost-effective Advanced Nuclear Technology. | Stewart, W. R., Shirvan, K., Velez, E., & Wiser, R. Pathways to Cost-effective Advanced Nuclear Technology. | Stewart, W. R., Shirvan, K., Velez, E., & Wiser, R. Pathways to Cost-effective Advanced Nuclear Technology. | Stewart, W. R., Shirvan, K., Velez, E., & Wiser, R. Pathways to Cost-effective Advanced Nuclear Technology. | Stewart, W. R., Shirvan, K., Velez, E., & Wiser, R. Pathways to Cost-effective Advanced Nuclear Technology. | Stewart, W. R., Shirvan, K., Velez, E., & Wiser, R. Pathways to Cost-effective Advanced Nuclear Technology. | Stewart, W. R., Shirvan, K., Velez, E., & Wiser, R. Pathways to Cost-effective Advanced Nuclear Technology. | Stewart, W. R., Shirvan, K., Velez, E., & Wiser, R. Pathways to Cost-effective Advanced Nuclear Technology. | Stewart, W. R., Shirvan, K., Velez, E., & Wiser, R. Pathways to Cost-effective Advanced Nuclear Technology. | Stewart, W. R., Shirvan, K., Velez, E., & Wiser, R. Pathways to Cost-effective Advanced Nuclear Technology. | Stewart, W. R., Shirvan, K., Velez, E., & Wiser, R. Pathways to Cost-effective Advanced Nuclear Technology. | Stewart, W. R., Shirvan, K., Velez, E., & Wiser, R. Pathways to Cost-effective Advanced Nuclear Technology. | Stewart, W. R., Shirvan, K., Velez, E., & Wiser, R. Pathways to Cost-effective Advanced Nuclear Technology. | Stewart, W. R., Shirvan, K., Velez, E., & Wiser, R. Pathways to Cost-effective Advanced Nuclear Technology. | Stewart, W. R., Shirvan, K., Velez, E., & Wiser, R. Pathways to Cost-effective Advanced Nuclear Technology. | Stewart, W. R., Shirvan, K., Velez, E., & Wiser, R. Pathways to Cost-effective Advanced Nuclear Technology. | Stewart, W. R., Shirvan, K., Velez, E., & Wiser, R. Pathways to Cost-effective Advanced Nuclear Technology. | Stewart, W. R., Shirvan, K., Velez, E., & Wiser, R. Pathways to Cost-effective Advanced Nuclear Technology. | Stewart, W. R., Shirvan, K., Velez, E., & Wiser, R. Pathways to Cost-effective Advanced Nuclear Technology. | Stewart, W. R., Shirvan, K., Velez, E., & Wiser, R. Pathways to Cost-effective Advanced Nuclear Technology. | Stewart, W. R., Shirvan, K., Velez, E., & Wiser, R. Pathways to Cost-effective Advanced Nuclear Technology. | Oak Ridge National Labs, 1986. Phase VIII Update (1986) Report For The Energy Economic Data Base Program EEDB,Table 5-3 (PWR Median Experience) | Oak Ridge National Labs, 1986. Phase VIII Update (1986) Report For The Energy Economic Data Base Program EEDB,Table 5-3 (PWR Median Experience) | Oak Ridge National Labs, 1986. Phase VIII Update (1986) Report For The Energy Economic Data Base Program EEDB,Table 5-3 (PWR Median Experience) | Oak Ridge National Labs, 1986. Phase VIII Update (1986) Report For The Energy Economic Data Base Program EEDB,Table 5-3 (PWR Median Experience) | Oak Ridge National Labs, 1986. Phase VIII Update (1986) Report For The Energy Economic Data Base Program EEDB,Table 5-3 (PWR Median Experience) | Oak Ridge National Labs, 1986. Phase VIII Update (1986) Report For The Energy Economic Data Base Program EEDB,Table 5-3 (PWR Median Experience) | Oak Ridge National Labs, 1986. Phase VIII Update (1986) Report For The Energy Economic Data Base Program EEDB,Table 5-3 (PWR Median Experience) | Oak Ridge National Labs, 1986. Phase VIII Update (1986) Report For The Energy Economic Data Base Program EEDB,Table 5-3 (PWR Median Experience) | Oak Ridge National Labs, 1986. Phase VIII Update (1986) Report For The Energy Economic Data Base Program EEDB,Table 5-3 (PWR Median Experience) | Oak Ridge National Labs, 1986. Phase VIII Update (1986) Report For The Energy Economic Data Base Program EEDB,Table 5-3 (PWR Median Experience) | Oak Ridge National Labs, 1986. Phase VIII Update (1986) Report For The Energy Economic Data Base Program EEDB,Table 5-3 (PWR Median Experience) | Oak Ridge National Labs, 1986. Phase VIII Update (1986) Report For The Energy Economic Data Base Program EEDB,Table 5-3 (PWR Median Experience) | EEDB PWR Best Experience | EEDB PWR Best Experience | EEDB PWR Best Experience | EEDB PWR Best Experience | EEDB PWR Best Experience | EEDB PWR Best Experience | EEDB PWR Best Experience | EEDB PWR Best Experience | 0 | 0 | 0 | NPR Capacity Cost Evaluation | 0 | 0 | 0 | NPR Capacity Cost Evaluation | 0 | 0 | 0 | NPR Capacity Cost Evaluation | Stewart and Shirvan | Stewart and Shirvan | Stewart and Shirvan | Stewart and Shirvan | Stewart et. al. | Stewart et. al. | Stewart et. al. | Stewart et. al. | 0 | 0 | 0 | Shirvan Private Communication (Tim Cat Data) | SFR STRAT | SFR STRAT | SFR STRAT | SFR STRAT | SFR STRAT | SFR STRAT | SFR STRAT | SFR STRAT | SFR STRAT | SFR STRAT | SFR STRAT | SFR STRAT | SFR STRAT | SFR STRAT | SFR STRAT | SFR STRAT | SFR STRAT | SFR STRAT | SFR STRAT | SFR STRAT | SFR STRAT | SFR STRAT | SFR STRAT | SFR STRAT | VTR: INL/EXT-20-58330 | VTR: INL/EXT-20-58330 | VTR: INL/EXT-20-58330 | VTR: INL/EXT-20-58330 | Boise State University | Boise State University | Boise State University | Boise State University | Report on the Update of Fuel Cycle Cost Algorithms | Report on the Update of Fuel Cycle Cost Algorithms | Report on the Update of Fuel Cycle Cost Algorithms | Report on the Update of Fuel Cycle Cost Algorithms | Advanced High Temperature Reactor Systems and Economic Analysis | Advanced High Temperature Reactor Systems and Economic Analysis | Advanced High Temperature Reactor Systems and Economic Analysis | Advanced High Temperature Reactor Systems and Economic Analysis | Advanced High Temperature Reactor Systems and Economic Analysis | Advanced High Temperature Reactor Systems and Economic Analysis | Advanced High Temperature Reactor Systems and Economic Analysis | Advanced High Temperature Reactor Systems and Economic Analysis | D0E-HTGR-87-086 | D0E-HTGR-87-087 | D0E-HTGR-87-088 | D0E-HTGR-87-089 | D0E-HTGR-87-086 | D0E-HTGR-87-087 | D0E-HTGR-87-088 | D0E-HTGR-87-089 | D0E-HTGR-87-086 | D0E-HTGR-87-087 | D0E-HTGR-87-088 | D0E-HTGR-87-089 | D0E-HTGR-87-086 | D0E-HTGR-87-087 | D0E-HTGR-87-088 | D0E-HTGR-87-089 | ORNL/GA/etc | ORNL/GA/etc | ORNL/GA/etc | ORNL/GA/etc | ORNL/GA/etc | ORNL/GA/etc | ORNL/GA/etc | ORNL/GA/etc | ORNL/GA/etc | ORNL/GA/etc | ORNL/GA/etc | ORNL/GA/etc | ORNL/GA/etc | ORNL/GA/etc | ORNL/GA/etc | ORNL/GA/etc | ORNL/GA/etc | ORNL/GA/etc | ORNL/GA/etc | ORNL/GA/etc | ORNL/GA/etc | ORNL/GA/etc | ORNL/GA/etc | ORNL/GA/etc | ORNL/GA/etc | ORNL/GA/etc | ORNL/GA/etc | ORNL/GA/etc | ORNL/GA/etc | ORNL/GA/etc | ORNL/GA/etc | ORNL/GA/etc | ORNL/GA/etc | ORNL/GA/etc | ORNL/GA/etc | ORNL/GA/etc | Engel et. Al; ORNL report ORNL/TM-7207 | Engel et. Al; ORNL report ORNL/TM-7208 | Engel et. Al; ORNL report ORNL/TM-7209
[6 empty] | Link | TEV | TEV | TEV | https://art.inl.gov/NGNP/INL%20Documents/Year%202010/Sensitivity%20of%20HTGR%20Heat%20and%20Power%20Production%20to%20Reactor%20Outlet%20Temperature%20-%20Economic%20Analysis.pdf | https://art.inl.gov/NGNP/INL%20Documents/Year%202010/Sensitivity%20of%20HTGR%20Heat%20and%20Power%20Production%20to%20Reactor%20Outlet%20Temperature%20-%20Economic%20Analysis.pdf | https://art.inl.gov/NGNP/INL%20Documents/Year%202010/Sensitivity%20of%20HTGR%20Heat%20and%20Power%20Production%20to%20Reactor%20Outlet%20Temperature%20-%20Economic%20Analysis.pdf | https://art.inl.gov/NGNP/INL%20Documents/Year%202010/Sensitivity%20of%20HTGR%20Heat%20and%20Power%20Production%20to%20Reactor%20Outlet%20Temperature%20-%20Economic%20Analysis.pdf | https://art.inl.gov/NGNP/INL%20Documents/Year%202010/Sensitivity%20of%20HTGR%20Heat%20and%20Power%20Production%20to%20Reactor%20Outlet%20Temperature%20-%20Economic%20Analysis.pdf | https://art.inl.gov/NGNP/INL%20Documents/Year%202010/Sensitivity%20of%20HTGR%20Heat%20and%20Power%20Production%20to%20Reactor%20Outlet%20Temperature%20-%20Economic%20Analysis.pdf | https://art.inl.gov/NGNP/INL%20Documents/Year%202010/Sensitivity%20of%20HTGR%20Heat%20and%20Power%20Production%20to%20Reactor%20Outlet%20Temperature%20-%20Economic%20Analysis.pdf | https://art.inl.gov/NGNP/INL%20Documents/Year%202010/Sensitivity%20of%20HTGR%20Heat%20and%20Power%20Production%20to%20Reactor%20Outlet%20Temperature%20-%20Economic%20Analysis.pdf | https://art.inl.gov/NGNP/INL%20Documents/Year%202010/Sensitivity%20of%20HTGR%20Heat%20and%20Power%20Production%20to%20Reactor%20Outlet%20Temperature%20-%20Economic%20Analysis.pdf | https://art.inl.gov/NGNP/INL%20Documents/Year%202010/Sensitivity%20of%20HTGR%20Heat%20and%20Power%20Production%20to%20Reactor%20Outlet%20Temperature%20-%20Economic%20Analysis.pdf | https://art.inl.gov/NGNP/INL%20Documents/Year%202010/Sensitivity%20of%20HTGR%20Heat%20and%20Power%20Production%20to%20Reactor%20Outlet%20Temperature%20-%20Economic%20Analysis.pdf | https://art.inl.gov/NGNP/INL%20Documents/Year%202010/Sensitivity%20of%20HTGR%20Heat%20and%20Power%20Production%20to%20Reactor%20Outlet%20Temperature%20-%20Economic%20Analysis.pdf | https://art.inl.gov/NGNP/INL%20Documents/Year%202010/Sensitivity%20of%20HTGR%20Heat%20and%20Power%20Production%20to%20Reactor%20Outlet%20Temperature%20-%20Economic%20Analysis.pdf | https://art.inl.gov/NGNP/INL%20Documents/Year%202010/Sensitivity%20of%20HTGR%20Heat%20and%20Power%20Production%20to%20Reactor%20Outlet%20Temperature%20-%20Economic%20Analysis.pdf | https://art.inl.gov/NGNP/INL%20Documents/Year%202010/Sensitivity%20of%20HTGR%20Heat%20and%20Power%20Production%20to%20Reactor%20Outlet%20Temperature%20-%20Economic%20Analysis.pdf | https://art.inl.gov/NGNP/INL%20Documents/Year%202010/Sensitivity%20of%20HTGR%20Heat%20and%20Power%20Production%20to%20Reactor%20Outlet%20Temperature%20-%20Economic%20Analysis.pdf | https://art.inl.gov/NGNP/INL%20Documents/Year%202010/Sensitivity%20of%20HTGR%20Heat%20and%20Power%20Production%20to%20Reactor%20Outlet%20Temperature%20-%20Economic%20Analysis.pdf | https://art.inl.gov/NGNP/INL%20Documents/Year%202010/Sensitivity%20of%20HTGR%20Heat%20and%20Power%20Production%20to%20Reactor%20Outlet%20Temperature%20-%20Economic%20Analysis.pdf | https://art.inl.gov/NGNP/INL%20Documents/Year%202010/Sensitivity%20of%20HTGR%20Heat%20and%20Power%20Production%20to%20Reactor%20Outlet%20Temperature%20-%20Economic%20Analysis.pdf | https://art.inl.gov/NGNP/INL%20Documents/Year%202010/Sensitivity%20of%20HTGR%20Heat%20and%20Power%20Production%20to%20Reactor%20Outlet%20Temperature%20-%20Economic%20Analysis.pdf | https://art.inl.gov/NGNP/INL%20Documents/Year%202010/Sensitivity%20of%20HTGR%20Heat%20and%20Power%20Production%20to%20Reactor%20Outlet%20Temperature%20-%20Economic%20Analysis.pdf | https://art.inl.gov/NGNP/INL%20Documents/Year%202010/Sensitivity%20of%20HTGR%20Heat%20and%20Power%20Production%20to%20Reactor%20Outlet%20Temperature%20-%20Economic%20Analysis.pdf | https://art.inl.gov/NGNP/INL%20Documents/Year%202010/Sensitivity%20of%20HTGR%20Heat%20and%20Power%20Production%20to%20Reactor%20Outlet%20Temperature%20-%20Economic%20Analysis.pdf | https://art.inl.gov/NGNP/INL%20Documents/Year%202010/Sensitivity%20of%20HTGR%20Heat%20and%20Power%20Production%20to%20Reactor%20Outlet%20Temperature%20-%20Economic%20Analysis.pdf | https://art.inl.gov/NGNP/INL%20Documents/Year%202010/Sensitivity%20of%20HTGR%20Heat%20and%20Power%20Production%20to%20Reactor%20Outlet%20Temperature%20-%20Economic%20Analysis.pdf | https://art.inl.gov/NGNP/INL%20Documents/Year%202010/Sensitivity%20of%20HTGR%20Heat%20and%20Power%20Production%20to%20Reactor%20Outlet%20Temperature%20-%20Economic%20Analysis.pdf | https://art.inl.gov/NGNP/INL%20Documents/Year%202010/Sensitivity%20of%20HTGR%20Heat%20and%20Power%20Production%20to%20Reactor%20Outlet%20Temperature%20-%20Economic%20Analysis.pdf | https://art.inl.gov/NGNP/INL%20Documents/Year%202010/Sensitivity%20of%20HTGR%20Heat%20and%20Power%20Production%20to%20Reactor%20Outlet%20Temperature%20-%20Economic%20Analysis.pdf | https://art.inl.gov/NGNP/INL%20Documents/Year%202010/Sensitivity%20of%20HTGR%20Heat%20and%20Power%20Production%20to%20Reactor%20Outlet%20Temperature%20-%20Economic%20Analysis.pdf | main article: https://www.energy-proceedings.org/pathways-to-cost-effective-advanced-nuclear-technology/ and ref[16] for MIT study: chrome-extension://efaidnbmnnnibpcajpcglclefindmkaj/ https://energy.mit.edu/wp-content/uploads/2018/09/The-Future-of-Nuclear-Energy-in-a-Carbon-Constrained-World.pdf | main article: https://www.energy-proceedings.org/pathways-to-cost-effective-advanced-nuclear-technology/ and ref[16] for MIT study: chrome-extension://efaidnbmnnnibpcajpcglclefindmkaj/https://energy.mit.edu/wp-content/uploads/2018/09/The-Future-of-Nuclear-Energy-in-a-Carbon-Constrained-World.pdf | main article: https://www.energy-proceedings.org/pathways-to-cost-effective-advanced-nuclear-technology/ and ref[16] for MIT study: chrome-extension://efaidnbmnnnibpcajpcglclefindmkaj/https://energy.mit.edu/wp-content/uploads/2018/09/The-Future-of-Nuclear-Energy-in-a-Carbon-Constrained-World.pdf | main article: https://www.energy-proceedings.org/pathways-to-cost-effective-advanced-nuclear-technology/ and ref[16] for MIT study: chrome-extension://efaidnbmnnnibpcajpcglclefindmkaj/https://energy.mit.edu/wp-content/uploads/2018/09/The-Future-of-Nuclear-Energy-in-a-Carbon-Constrained-World.pdf | main article: https://www.energy-proceedings.org/pathways-to-cost-effective-advanced-nuclear-technology/ and ref[16] for MIT study: chrome-extension://efaidnbmnnnibpcajpcglclefindmkaj/https://energy.mit.edu/wp-content/uploads/2018/09/The-Future-of-Nuclear-Energy-in-a-Carbon-Constrained-World.pdf | main article: https://www.energy-proceedings.org/pathways-to-cost-effective-advanced-nuclear-technology/ and ref[16] for MIT study: chrome-extension://efaidnbmnnnibpcajpcglclefindmkaj/https://energy.mit.edu/wp-content/uploads/2018/09/The-Future-of-Nuclear-Energy-in-a-Carbon-Constrained-World.pdf | main article: https://www.energy-proceedings.org/pathways-to-cost-effective-advanced-nuclear-technology/ and ref[16] for MIT study: chrome-extension://efaidnbmnnnibpcajpcglclefindmkaj/https://energy.mit.edu/wp-content/uploads/2018/09/The-Future-of-Nuclear-Energy-in-a-Carbon-Constrained-World.pdf | main article: https://www.energy-proceedings.org/pathways-to-cost-effective-advanced-nuclear-technology/ and ref[16] for MIT study: chrome-extension://efaidnbmnnnibpcajpcglclefindmkaj/https://energy.mit.edu/wp-content/uploads/2018/09/The-Future-of-Nuclear-Energy-in-a-Carbon-Constrained-World.pdf | https://www.energy-proceedings.org/pathways-to-cost-effective-advanced-nuclear-technology/ | https://www.energy-proceedings.org/pathways-to-cost-effective-advanced-nuclear-technology/ | https://www.energy-proceedings.org/pathways-to-cost-effective-advanced-nuclear-technology/ | https://www.energy-proceedings.org/pathways-to-cost-effective-advanced-nuclear-technology/ | https://www.energy-proceedings.org/pathways-to-cost-effective-advanced-nuclear-technology/ | https://www.energy-proceedings.org/pathways-to-cost-effective-advanced-nuclear-technology/ | https://www.energy-proceedings.org/pathways-to-cost-effective-advanced-nuclear-technology/ | https://www.energy-proceedings.org/pathways-to-cost-effective-advanced-nuclear-technology/ | https://www.energy-proceedings.org/pathways-to-cost-effective-advanced-nuclear-technology/ | https://www.energy-proceedings.org/pathways-to-cost-effective-advanced-nuclear-technology/ | https://www.energy-proceedings.org/pathways-to-cost-effective-advanced-nuclear-technology/ | https://www.energy-proceedings.org/pathways-to-cost-effective-advanced-nuclear-technology/ | https://www.energy-proceedings.org/pathways-to-cost-effective-advanced-nuclear-technology/ | https://www.energy-proceedings.org/pathways-to-cost-effective-advanced-nuclear-technology/ | https://www.energy-proceedings.org/pathways-to-cost-effective-advanced-nuclear-technology/ | https://www.energy-proceedings.org/pathways-to-cost-effective-advanced-nuclear-technology/ | https://www.osti.gov/biblio/7227212 | https://www.osti.gov/biblio/7227212 | https://www.osti.gov/biblio/7227212 | https://www.osti.gov/biblio/7227212 | https://www.osti.gov/biblio/7227212 | https://www.osti.gov/biblio/7227212 | https://www.osti.gov/biblio/7227212 | https://www.osti.gov/biblio/7227212 | https://www.osti.gov/biblio/7227212 | https://www.osti.gov/biblio/7227212 | https://www.osti.gov/biblio/7227212 | https://www.osti.gov/biblio/7227212 | https://www.osti.gov/biblio/7227213 | https://www.osti.gov/biblio/7227214 | https://www.osti.gov/biblio/7227215 | https://www.osti.gov/biblio/7227216 | https://www.osti.gov/biblio/7227217 | https://www.osti.gov/biblio/7227218 | https://www.osti.gov/biblio/7227219 | https://www.osti.gov/biblio/7227220 | https://www.osti.gov/biblio/6511284/ | https://www.osti.gov/biblio/6511284/ | https://www.osti.gov/biblio/6511284/ | https://www.osti.gov/biblio/6511284/ | https://www.osti.gov/biblio/6511284/ | https://www.osti.gov/biblio/6511284/ | https://www.osti.gov/biblio/6511284/ | https://www.osti.gov/biblio/6511284/ | https://www.osti.gov/biblio/6511284/ | https://www.osti.gov/biblio/6511284/ | https://www.osti.gov/biblio/6511284/ | https://www.osti.gov/biblio/6511284/ | https://www.sciencedirect.com/science/article/pii/S0029549323001541 | https://www.sciencedirect.com/science/article/pii/S0029549323001541 | https://www.sciencedirect.com/science/article/pii/S0029549323001541 | https://www.sciencedirect.com/science/article/pii/S0029549323001541 | Impact of modularization and site staffing on construction schedule of small and large water reactors (1).pdf | Impact of modularization and site staffing on construction schedule of small and large water reactors (1).pdf | Impact of modularization and site staffing on construction schedule of small and large water reactors (1).pdf | Impact of modularization and site staffing on construction schedule of small and large water reactors (1).pdf | 0 | 0 | 0 | 0 | Teams folder>literature > Strategic Analysis | Teams folder>literature > Strategic Analysis | Teams folder>literature > Strategic Analysis | Teams folder>literature > Strategic Analysis | Teams folder>literature > Strategic Analysis | Teams folder>literature > Strategic Analysis | Teams folder>literature > Strategic Analysis | Teams folder>literature > Strategic Analysis | Teams folder>literature > Strategic Analysis | Teams folder>literature > Strategic Analysis | Teams folder>literature > Strategic Analysis | Teams folder>literature > Strategic Analysis | Teams folder>literature > Strategic Analysis | Teams folder>literature > Strategic Analysis | Teams folder>literature > Strategic Analysis | Teams folder>literature > Strategic Analysis | Teams folder>literature > Strategic Analysis | Teams folder>literature > Strategic Analysis | Teams folder>literature > Strategic Analysis | Teams folder>literature > Strategic Analysis | Teams folder>literature > Strategic Analysis | Teams folder>literature > Strategic Analysis | Teams folder>literature > Strategic Analysis | Teams folder>literature > Strategic Analysis | 0 | 0 | 0 | 0 | https://www.sciencedirect.com/science/article/pii/S1364032118308372?via%3Dihub | https://www.sciencedirect.com/science/article/pii/S1364032118308372?via%3Dihub | https://www.sciencedirect.com/science/article/pii/S1364032118308372?via%3Dihub | https://www.sciencedirect.com/science/article/pii/S1364032118308372?via%3Dihub | https://publications.anl.gov/anlpubs/2018/07/144923.pdf | https://publications.anl.gov/anlpubs/2018/07/144923.pdf | https://publications.anl.gov/anlpubs/2018/07/144923.pdf | https://publications.anl.gov/anlpubs/2018/07/144923.pdf | https://info.ornl.gov/sites/publications/files/Pub32466.pdf | https://info.ornl.gov/sites/publications/files/Pub32466.pdf | https://info.ornl.gov/sites/publications/files/Pub32466.pdf | https://info.ornl.gov/sites/publications/files/Pub32466.pdf | https://info.ornl.gov/sites/publications/files/Pub32466.pdf | https://info.ornl.gov/sites/publications/files/Pub32466.pdf | https://info.ornl.gov/sites/publications/files/Pub32466.pdf | https://info.ornl.gov/sites/publications/files/Pub32466.pdf | https://www.osti.gov/servlets/purl/713993 | https://www.osti.gov/servlets/purl/713993 | https://www.osti.gov/servlets/purl/713993 | https://www.osti.gov/biblio/713993 | https://www.osti.gov/servlets/purl/713993 | https://www.osti.gov/servlets/purl/713993 | https://www.osti.gov/servlets/purl/713993 | https://www.osti.gov/biblio/713993 | https://www.osti.gov/servlets/purl/713993 | https://www.osti.gov/servlets/purl/713993 | https://www.osti.gov/servlets/purl/713993 | https://www.osti.gov/biblio/713993 | https://www.osti.gov/servlets/purl/713993 | https://www.osti.gov/servlets/purl/713993 | https://www.osti.gov/servlets/purl/713993 | https://www.osti.gov/servlets/purl/713993 | https://www.osti.gov/servlets/purl/10198837 | https://www.osti.gov/servlets/purl/10198838 | https://www.osti.gov/servlets/purl/10198839 | https://www.osti.gov/servlets/purl/10198837 | https://www.osti.gov/servlets/purl/10198838 | https://www.osti.gov/servlets/purl/10198839 | https://www.osti.gov/servlets/purl/10198840 | https://www.osti.gov/servlets/purl/10198841 | https://www.osti.gov/servlets/purl/10198842 | https://www.osti.gov/servlets/purl/10198843 | https://www.osti.gov/servlets/purl/10198844 | https://www.osti.gov/servlets/purl/10198845 | https://www.osti.gov/servlets/purl/10198846 | https://www.osti.gov/servlets/purl/10198847 | https://www.osti.gov/servlets/purl/10198848 | https://www.osti.gov/servlets/purl/10198849 | https://www.osti.gov/servlets/purl/10198850 | https://www.osti.gov/servlets/purl/10198851 | https://www.osti.gov/servlets/purl/10198852 | https://www.osti.gov/servlets/purl/10198853 | https://www.osti.gov/servlets/purl/10198854 | https://www.osti.gov/servlets/purl/10198855 | https://www.osti.gov/servlets/purl/10198856 | https://www.osti.gov/servlets/purl/10198857 | https://www.osti.gov/servlets/purl/10198858 | https://www.osti.gov/servlets/purl/10198859 | https://www.osti.gov/servlets/purl/10198860 | https://www.osti.gov/servlets/purl/10198861 | https://www.osti.gov/servlets/purl/10198862 | https://www.osti.gov/servlets/purl/10198863 | https://www.osti.gov/servlets/purl/10198864 | https://www.osti.gov/servlets/purl/10198865 | https://www.osti.gov/servlets/purl/10198866 | https://www.osti.gov/servlets/purl/10198867 | https://www.osti.gov/servlets/purl/10198868 | https://www.osti.gov/servlets/purl/10198869 | https://www.osti.gov/biblio/5352526 | https://www.osti.gov/biblio/5352526 | https://www.osti.gov/biblio/5352526
[6 empty] | Reactor Type (Ex. HTGR, SFR, PWR, etc.) | HTGR | HTGR | HTGR | HTGR | HTGR | HTGR | HTGR | HTGR | HTGR | HTGR | HTGR | HTGR | HTGR | HTGR | HTGR | HTGR | HTGR | HTGR | HTGR | HTGR | HTGR | HTGR | HTGR | HTGR | HTGR | HTGR | HTGR | HTGR | HTGR | HTGR | HTGR | HTGR | PWR | PWR | PWR | PWR | PWR | PWR | PWR | PWR | HTGR | HTGR | HTGR | HTGR | HTGR | HTGR | HTGR | HTGR | HTGR | HTGR | HTGR | HTGR | HTGR | HTGR | HTGR | HTGR | PWR | PWR | PWR | PWR | PWR | PWR | PWR | PWR | PWR | PWR | PWR | PWR | PWR | PWR | PWR | PWR | PWR | PWR | PWR | PWR | HTGR | HTGR | HTGR | HTGR | HTGR | HTGR | HTGR | SFR | SFR | SFR | SFR | SFR | BWR | BWR | BWR | BWR | PWR | PWR | PWR | PWR | PWR | PWR | PWR | PWR | SFR | SFR | SFR | SFR | SFR | SFR | SFR | SFR | SFR | SFR | SFR | SFR | SFR | SFR | SFR | SFR | SFR | SFR | SFR | SFR | SFR | SFR | SFR | SFR | SFR | SFR | SFR | SFR | PWR | PWR | PWR | PWR | SFR | SFR | SFR | SFR | HTGR | HTGR | HTGR | FHR | HTGR | HTGR | HTGR | FHR | HTGR | HTGR | HTGR | HTGR | HTGR | HTGR | HTGR | HTGR | HTGR | HTGR | HTGR | HTGR | HTGR | HTGR | HTGR | HTGR | HTGR | HTGR | HTGR | HTGR | HTGR | HTGR | HTGR | HTGR | HTGR | HTGR | HTGR | HTGR | HTGR | HTGR | HTGR | HTGR | HTGR | HTGR | HTGR | HTGR | HTGR | HTGR | HTGR | HTGR | HTGR | HTGR | HTGR | HTGR | HTGR | HTGR | HTGR | HTGR | HTGR | HTGR | HTGR | HTGR | MSR | MSR | MSR
[6 empty] | Reactor Name | VHTGR | VHTGR | VHTGR | VHTGR | VHTGR | VHTGR | VHTGR | VHTGR | VHTGR | VHTGR | VHTGR | VHTGR | VHTGR | VHTGR | VHTGR | VHTGR | VHTGR | VHTGR | VHTGR | VHTGR | VHTGR | VHTGR | VHTGR | VHTGR | VHTGR | VHTGR | VHTGR | VHTGR | VHTGR | VHTGR | VHTGR | VHTGR | AP1000 | AP1000 | AP1000 | AP1000 | AP1000 | AP1000 | AP1000 | AP1000 | Traditional HTGR | Traditional HTGR | Traditional HTGR | Traditional HTGR | Traditional HTGR | Traditional HTGR | Traditional HTGR | Traditional HTGR | MIG HTR | MIG HTR | MIG HTR | MIG HTR | MIG HTR | MIG HTR | MIG HTR | MIG HTR | PWR12-ME | PWR12-ME | PWR12-ME | PWR12-ME | PWR12-BE | PWR12-BE | PWR12-BE | PWR12-BE | Improved PWR 06-BE | Improved PWR 06-BE | Improved PWR 06-BE | Improved PWR 06-BE | Improved PWR 12-BE | Improved PWR 12-BE | Improved PWR 12-BE | Improved PWR 12-BE | Advanced PWR 6-BE | Advanced PWR 6-BE | Advanced PWR 6-BE | Advanced PWR 6-BE | NPR/MHTGR - Commercial | NPR/MHTGR - Commercial | NPR/MHTGR - Commercial | GA/MHTGR - Commercial | NPR/MHTGR - Commercial | NPR/MHTGR - Commercial | NPR/MHTGR - Commercial | SAFR | PRISM | PRISM | PRISM | PRISM | SMBWR | SMBWR | SMBWR | SMBWR | MMNC | MMNC | MMNC | MMNC | AP1000 | AP1000 | AP1000 | AP1000 | SFR SAINC | SFR SAINC | SFR SAINC | SFR SAINC | SFR SAINC | SFR SAINC | SFR SAINC | SFR SAINC | SFR SAINC | SFR SAINC | SFR SAINC | SFR SAINC | SFR SAINC | SFR SAINC | SFR SAINC | SFR SAINC | SFR SAINC | SFR SAINC | SFR SAINC | SFR SAINC | SFR SAINC | SFR SAINC | SFR SAINC | SFR SAINC | Versatile Test Reactor | Versatile Test Reactor | Versatile Test Reactor | Versatile Test Reactor | NuScale SMR | NuScale SMR | NuScale SMR | NuScale SMR | ABR1000 | ABR1000 | ABR1000 | ABR1000 | AHTR - 9% initial enrichment | AHTR - 9% initial enrichment | AHTR - 9% initial enrichment | AHTR - 9% initial enrichment | AHTR - 19.7% initial enrichment | AHTR - 19.7% initial enrichment | AHTR - 19.7% initial enrichment | AHTR - 19.7% initial enrichment | MHTGR LEAD NOAK PLANT | MHTGR LEAD NOAK PLANT | MHTGR LEAD NOAK PLANT | MHTGR LEAD NOAK PLANT | MHTGR REPLICA PLANT | MHTGR REPLICA PLANT | MHTGR REPLICA PLANT | MHTGR REPLICA PLANT | MHTGR NOAK PLANT | MHTGR NOAK PLANT | MHTGR NOAK PLANT | MHTGR NOAK PLANT | MHTGR LARGE NOAK PLANT | MHTGR LARGE NOAK PLANT | MHTGR LARGE NOAK PLANT | MHTGR LARGE NOAK PLANT | MHTGR - SC - Prototype | MHTGR - SC - Prototype | MHTGR - SC - Prototype | MHTGR - SC - Prototype | MHTGR - SC - Replica | MHTGR - SC - Replica | MHTGR - SC - Replica | MHTGR - SC - Replica | MHTGR - SC - Target | MHTGR - SC - Target | MHTGR - SC - Target | MHTGR - SC - Target | MHTGR - GT/IC - Prototype | MHTGR - GT/IC - Prototype | MHTGR - GT/IC - Prototype | MHTGR - GT/IC - Prototype | MHTGR - GT/IC - Replica | MHTGR - GT/IC - Replica | MHTGR - GT/IC - Replica | MHTGR - GT/IC - Replica | MHTGR - GT/IC - Target | MHTGR - GT/IC - Target | MHTGR - GT/IC - Target | MHTGR - GT/IC - Target | MHTGR - -GT/DC - Prototype | MHTGR - -GT/DC - Prototype | MHTGR - -GT/DC - Prototype | MHTGR - -GT/DC - Prototype | MHTGR - -GT/DC - Replica | MHTGR - -GT/DC - Replica | MHTGR - -GT/DC - Replica | MHTGR - -GT/DC - Replica | MHTGR - -GT/DC - Target | MHTGR - -GT/DC - Target | MHTGR - -GT/DC - Target | MHTGR - -GT/DC - Target | DSMR | DSMR | DSMR
[6 empty] | Reactor Group | SMR Gen IV | SMR Gen IV | SMR Gen IV | SMR Gen IV | SMR Gen IV | SMR Gen IV | SMR Gen IV | SMR Gen IV | SMR Gen IV | SMR Gen IV | SMR Gen IV | SMR Gen IV | SMR Gen IV | SMR Gen IV | SMR Gen IV | SMR Gen IV | SMR Gen IV | SMR Gen IV | SMR Gen IV | SMR Gen IV | SMR Gen IV | SMR Gen IV | SMR Gen IV | SMR Gen IV | SMR Gen IV | SMR Gen IV | SMR Gen IV | SMR Gen IV | SMR Gen IV | SMR Gen IV | SMR Gen IV | SMR Gen IV | Large Gen IV | Large Gen IV | Large Gen IV | Large Gen IV | Large Gen IV | Large Gen IV | Large Gen IV | Large Gen IV | Large Gen IV | Large Gen IV | Large Gen IV | Large Gen IV | Large Gen IV | Large Gen IV | Large Gen IV | Large Gen IV | Large Gen IV | Large Gen IV | Large Gen IV | Large Gen IV | Large Gen IV | Large Gen IV | Large Gen IV | Large Gen IV | Large LWR | Large LWR | Large LWR | Large LWR | Large LWR | Large LWR | Large LWR | Large LWR | Large LWR | Large LWR | Large LWR | Large LWR | Large LWR | Large LWR | Large LWR | Large LWR | Large LWR | Large LWR | Large LWR | Large LWR | 0 | 0 | 0 | SMR Gen IV | SAFR | SAFR | SAFR | SMR Gen IV | PRISM | PRISM | PRISM | SMR Gen IV | 0 | 0 | 0 | 0 | 0 | 0 | 0 | 0 | Large LWR | Large LWR | Large LWR | Large LWR | 0 | 0 | 0 | 0 | 0 | 0 | 0 | 0 | 0 | 0 | 0 | 0 | 0 | 0 | 0 | 0 | 0 | 0 | 0 | 0 | 0 | 0 | 0 | 0 | 0 | 0 | 0 | Gen-IV | SMR LWR | SMR LWR | SMR LWR | SMR LWR | 0 | 0 | 0 | 0 | 0 | 0 | 0 | 0 | 0 | 0 | 0 | 0 | 0 | 0 | 0 | 0 | 0 | 0 | 0 | 0 | 0 | 0 | 0 | 0 | 0 | 0 | 0 | 0 | 0 | 0 | 0 | 0 | 0 | 0 | 0 | 0 | 0 | 0 | 0 | 0 | 0 | 0 | 0 | 0 | 0 | 0 | 0 | 0 | 0 | 0 | 0 | 0 | 0 | 0 | 0 | 0 | 0 | 0 | 0 | 0 | 0 | 0 | 0 | 0 | Gen IV | Gen IV | Gen IV
[6 empty] | Estimate Type | 0 | 0 | 0 | 0 | 0 | 0 | 0 | 0 | 0 | 0 | 0 | 0 | 0 | 0 | 0 | 0 | 0 | 0 | 0 | 0 | 0 | 0 | 0 | 0 | 0 | 0 | 0 | 0 | 0 | 0 | 0 | 0 | ME | ME | ME | ME | BE | BE | BE | BE | ME | ME | ME | ME | BE | BE | BE | BE | ME | ME | ME | ME | BE | BE | BE | BE | ME | ME | ME | ME | BE | BE | BE | BE | BE | BE | BE | BE | BE | BE | BE | BE | BE | BE | BE | BE | 0 | 0 | 0 | 0 | 0 | 0 | 0 | 0 | 0 | 0 | 0 | 0 | 0 | 0 | 0 | 0 | 0 | 0 | 0 | 0 | 0 | 0 | 0 | 0 | 0 | 0 | 0 | 0 | 0 | 0 | 0 | 0 | 0 | 0 | 0 | 0 | 0 | 0 | 0 | 0 | 0 | 0 | 0 | 0 | 0 | 0 | 0 | 0 | 0 | 0 | 0 | BE | ME | ME | ME | ME | 0 | 0 | 0 | 0 | 0 | 0 | 0 | 0 | 0 | 0 | 0 | 0 | 0 | 0 | 0 | 0 | 0 | 0 | 0 | 0 | 0 | 0 | 0 | 0 | 0 | 0 | 0 | 0 | 0 | 0 | 0 | 0 | 0 | 0 | 0 | 0 | 0 | 0 | 0 | 0 | 0 | 0 | 0 | 0 | 0 | 0 | 0 | 0 | 0 | 0 | 0 | 0 | 0 | 0 | 0 | 0 | 0 | 0 | 0 | 0 | 0 | 0 | 0 | 0 | 0 | 0 | 0
[6 empty] | Power Block Size (MWe) | 0 | 0 | 0 | 0 | 0 | 0 | 0 | 0 | 0 | 0 | 0 | 0 | 0 | 0 | 0 | 0 | 0 | 0 | 0 | 0 | 0 | 0 | 0 | 0 | 0 | 0 | 0 | 0 | 0 | 0 | 0 | 0 | 0 | 0 | 0 | 0 | 0 | 0 | 0 | 0 | 0 | 0 | 0 | 0 | 0 | 0 | 0 | 0 | 0 | 0 | 0 | 0 | 0 | 0 | 0 | 0 | 0 | 0 | 0 | 0 | 0 | 0 | 0 | 0 | 0 | 0 | 0 | 0 | 0 | 0 | 0 | 0 | 0 | 0 | 0 | 0 | 0 | 0 | 0 | 0 | 0 | 0 | 0 | 0 | 0 | 0 | 0 | 0 | 0 | 0 | 0 | 0 | 0 | 0 | 0 | 0 | 0 | 0 | 0 | 0 | 165 | 165 | 165 | 165 | 311 | 311 | 311 | 311 | 622 | 622 | 622 | 622 | 1244 | 1244 | 1244 | 1244 | 2488 | 2488 | 2488 | 2488 | 3110 | 3110 | 3110 | 3110 | 0 | 0 | 0 | 300 MWth (VTR is not intended for elextricity production) | 0 | 0 | 0 | 0 | 0 | 0 | 0 | 0 | 0 | 0 | 0 | 0 | 0 | 0 | 0 | 0 | 0 | 0 | 0 | 0 | 0 | 0 | 0 | 0 | 0 | 0 | 0 | 0 | 0 | 0 | 0 | 0 | 0 | 0 | 0 | 0 | 0 | 0 | 0 | 0 | 0 | 0 | 0 | 0 | 0 | 0 | 0 | 0 | 0 | 0 | 0 | 0 | 0 | 0 | 0 | 0 | 0 | 0 | 0 | 0 | 0 | 0 | 0 | 0 | 0 | 0 | 0 | 0 | 1000 | 1000 | 1000
[6 empty] | Data Grouping 4 | 0 | 0 | 0 | 0 | 0 | 0 | 0 | 0 | 0 | 0 | 0 | 0 | 0 | 0 | 0 | 0 | 0 | 0 | 0 | 0 | 0 | 0 | 0 | 0 | 0 | 0 | 0 | 0 | 0 | 0 | 0 | 0 | 0 | 0 | 0 | 0 | 0 | 0 | 0 | 0 | 0 | 0 | 0 | 0 | 0 | 0 | 0 | 0 | 0 | 0 | 0 | 0 | 0 | 0 | 0 | 0 | 0 | 0 | 0 | 0 | 0 | 0 | 0 | 0 | 0 | 0 | 0 | 0 | 0 | 0 | 0 | 0 | 0 | 0 | 0 | 0 | 0 | 0 | 0 | 0 | 0 | 0 | 0 | 0 | 0 | 0 | 0 | 0 | 0 | 0 | 0 | 0 | 0 | 0 | 0 | 0 | 0 | 0 | 0 | 0 | 0 | 0 | 0 | 0 | 0 | 0 | 0 | 0 | 0 | 0 | 0 | 0 | 0 | 0 | 0 | 0 | 0 | 0 | 0 | 0 | 0 | 0 | 0 | 0 | 0 | 0 | 0 | 0 | 0 | 0 | 0 | 0 | 0 | 0 | 0 | 0 | 0 | 0 | 0 | 0 | 0 | 0 | 0 | 0 | 0 | 0 | 0 | 0 | 0 | 0 | 0 | 0 | 0 | 0 | 0 | 0 | 0 | 0 | 0 | 0 | 0 | 0 | 0 | 0 | 0 | 0 | 0 | 0 | 0 | 0 | 0 | 0 | 0 | 0 | 0 | 0 | 0 | 0 | 0 | 0 | 0 | 0 | 0 | 0 | 0 | 0 | 0 | 0 | 0 | 0 | 0 | 0 | 0 | 0 | 0 | 0 | 0 | 0 | 0
[6 empty] | Estimate Complete? (Yes=1 ,No=0) | 1 | 1 | 1 | 1 | 1 | 1 | 1 | 1 | 1 | 1 | 1 | 1 | 1 | 1 | 1 | 1 | 1 | 1 | 1 | 1 | 1 | 1 | 1 | 1 | 1 | 1 | 1 | 1 | 1 | 1 | 1 | 1 | 0 | 0 | 0 | 1 | 0 | 0 | 0 | 1 | 0 | 0 | 0 | 0 | 0 | 0 | 0 | 1 | 0 | 0 | 0 | 0 | 0 | 0 | 0 | 1 | 1 | 1 | 1 | 1 | 1 | 1 | 1 | 1 | 1 | 1 | 1 | 1 | 1 | 1 | 1 | 1 | 1 | 1 | 1 | 1 | 0 | 0 | 0 | 1 | 1 | 1 | 1 | 1 | 1 | 1 | 1 | 1 | 1 | 1 | 1 | 1 | 1 | 1 | 1 | 1 | 0 | 0 | 0 | 0 | 1 | 1 | 1 | 1 | 1 | 1 | 1 | 1 | 1 | 1 | 1 | 1 | 1 | 1 | 1 | 1 | 1 | 1 | 1 | 1 | 1 | 1 | 1 | 1 | 0 | 0 | 0 | 0 | 1 | 1 | 1 | 1 | 1 | 1 | 1 | 1 | 1 | 1 | 1 | 1 | 1 | 1 | 1 | 0 | 0 | 0 | 0 | 0 | 0 | 0 | 0 | 0 | 0 | 0 | 0 | 1 | 0 | 0 | 0 | 0 | 1 | 1 | 1 | 0 | 1 | 1 | 1 | 0 | 1 | 1 | 1 | 1 | 1 | 1 | 1 | 0 | 1 | 1 | 1 | 0 | 1 | 1 | 1 | 1 | 1 | 1 | 1 | 0 | 1 | 1 | 1 | 0 | 1 | 1 | 1 | 1 | 0 | 0 | 0
[6 empty] | Deployment Type (FOAK,NOAK, # Deployment) | NOAK | NOAK | NOAK | NOAK | NOAK | NOAK | NOAK | NOAK | FOAK | FOAK | FOAK | FOAK | FOAK | FOAK | FOAK | FOAK | NOAK | NOAK | NOAK | NOAK | NOAK | NOAK | NOAK | NOAK | FOAK | FOAK | FOAK | FOAK | FOAK | FOAK | FOAK | FOAK | FOAK | FOAK | FOAK | FOAK | NOAK | NOAK | NOAK | NOAK | FOAK | FOAK | FOAK | FOAK | NOAK | NOAK | NOAK | NOAK | FOAK | FOAK | FOAK | BOAK | NOAK | NOAK | NOAK | NOAK | NOAK | NOAK | NOAK | FOAK | NOAK | NOAK | NOAK | NOAK | NOAK | NOAK | NOAK | NOAK | NOAK | NOAK | NOAK | NOAK | NOAK | NOAK | NOAK | NOAK | Commercial | Commercial | Commercial | FOAK | FOAK | FOAK | FOAK | FOAK | FOAK | FOAK | FOAK | FOAK | FOAK | FOAK | FOAK | NOAK | FOAK | FOAK | FOAK | NOAK | 0 | 0 | 0 | NOAK | FOAK | FOAK | FOAK | BOAK | BOAK | BOAK | BOAK | BOAK | BOAK | BOAK | BOAK | BOAK | BOAK | BOAK | BOAK | BOAK | BOAK | BOAK | BOAK | BOAK | BOAK | BOAK | BOAK | BOAK | 0 | 0 | 0 | FOAK | NOAK | NOAK | NOAK | NOAK | FOAK | FOAK | FOAK | FOAK | NOAK | NOAK | NOAK | NOAK | NOAK | NOAK | NOAK | NOAK | NOAK | NOAK | NOAK | NOAK | BOAK | BOAK | BOAK | BOAK | NOAK | NOAK | NOAK | NOAK | NOAK | NOAK | NOAK | NOAK | FOAK | FOAK | FOAK | FOAK | NOAK | NOAK | NOAK | FOAK | NOAK | NOAK | NOAK | NOAK | FOAK | FOAK | FOAK | FOAK | FOAK | FOAK | FOAK | FOAK | NOAK | NOAK | NOAK | NOAK | FOAK | FOAK | FOAK | FOAK | FOAK | FOAK | FOAK | FOAK | NOAK | NOAK | NOAK | NOAK | FOAK | FOAK | FOAK
[6 empty] | Quantity of Reactors | 1 | 1 | 1 | 1 | 4 | 4 | 4 | 4 | 1 | 1 | 1 | 1 | 4 | 4 | 4 | 4 | 1 | 1 | 1 | 1 | 4 | 4 | 4 | 4 | 1 | 1 | 1 | 1 | 4 | 4 | 4 | 4 | 2 | 2 | 2 | 2 | 2 | 2 | 2 | 2 | 1 | 1 | 1 | 1 | 4 | 4 | 4 | 4 | 1 | 1 | 1 | 1 | 4 | 4 | 4 | 4 | 1 | 1 | 1 | 1 | 1 | 1 | 1 | 1 | 1 | 1 | 1 | 1 | 1 | 1 | 1 | 1 | 1 | 1 | 1 | 1 | 8 | 8 | 8 | 8 | 2 | 2 | 2 | 2 | 6 | 6 | 6 | 6 | 1 | 1 | 1 | 1 | 12 | 12 | 12 | 6 | 0 | 0 | 0 | 0 | 1 | 1 | 1 | 1 | 1 | 1 | 1 | 1 | 2 | 2 | 2 | 2 | 4 | 4 | 4 | 4 | 8 | 8 | 8 | 8 | 10 | 10 | 10 | 10 | 0 | 0 | 0 | 1 | 12 | 12 | 12 | 12 | 1 | 1 | 1 | 1 | 0 | 0 | 0 | 1 | 0 | 0 | 0 | 1 | 4 | 4 | 4 | 4 | 4 | 4 | 4 | 4 | 4 | 4 | 4 | 4 | 4 | 4 | 4 | 8 | 4 | 4 | 4 | 4 | 4 | 4 | 4 | 4 | 4 | 4 | 4 | 4 | 4 | 4 | 4 | 4 | 4 | 4 | 4 | 4 | 4 | 4 | 4 | 4 | 4 | 4 | 4 | 4 | 4 | 4 | 4 | 4 | 4 | 4 | 4 | 4 | 1 | 1 | 1
[6 empty] | Thermal Efficiency (%) | 0% | 0% | 0% | 45% | 40% | 40% | 40% | 45% | 40% | 40% | 40% | 45% | 40% | 40% | 40% | 45% | 40% | 40% | 40% | 45% | 40% | 40% | 40% | 45% | 40% | 40% | 40% | 45% | 40% | 40% | 40% | 45% | - | - | - | 33% | - | - | - | 33% | - | - | - | 40% | - | - | - | 40% | - | - | - | 40% | - | - | - | 40% | 33% | 33% | 33% | 33% | 33% | 33% | 33% | 33% | 33% | 33% | 33% | 33% | 33% | 33% | 33% | 33% | 33% | 33% | 33% | 33% | 0% | 0% | 0% | 40% | 0% | 0% | 0% | 40% | 0% | 0% | 0% | 40% | 0% | 0% | 0% | 33% | 0% | 0% | 0% | 33% | 0% | 0% | 0% | 0% | 0% | 0% | 0% | 35% | 0% | 0% | 0% | 35% | 0% | 0% | 0% | 35% | 0% | 0% | 0% | 35% | 0% | 0% | 0% | 35% | 0% | 0% | 0% | 35% | 0% | 0% | 0% | PRISM efficiency to compute Mwe | 45% | 45% | 45% | 33% | 38% | 38% | 38% | 38% | 45% | 45% | 45% | 45% | 4500% | 4500% | 4500% | 45% | 0% | 0% | 0% | 39.1% | 0% | 0% | 0% | 39.1% | 0% | 0% | 0% | 39.1% | 0% | 0% | 0% | 39.1% | 38.5% | 38.5% | 38.5% | 38.5% | 38.5% | 38.5% | 38.5% | 38.5% | 38.5% | 38.5% | 38.5% | 38.5% | 44.8% | 44.8% | 44.8% | 44.8% | 44.8% | 44.8% | 44.8% | 44.8% | 44.8% | 44.8% | 44.8% | 44.8% | 48.3% | 48.3% | 48.3% | 48.3% | 48.3% | 48.3% | 48.3% | 48.3% | 48.3% | 48.3% | 48.3% | 48.3% | 40% | 40% | 40%
[6 empty] | Reactor Size Per Unit (MWe) | 281 | 281 | 281 | 281 | 164 | 164 | 164 | 281 | 281 | 281 | 281 | 281 | 281 | 281 | 281 | 281 | 164 | 164 | 164 | 164 | 164 | 164 | 164 | 164 | 164 | 164 | 164 | 164 | 164 | 164 | 164 | 164 | 1100 | 1100 | 1100 | 1100 | 1100 | 1100 | 1100 | 1100 | 275 | 275 | 275 | 275 | 275 | 275 | 275 | 275 | 154 | 154 | 154 | 154 | 154 | 154 | 154 | 154 | 1144 | 1144 | 1144 | 1144 | 1144 | 1144 | 1144 | 1144 | 587 | 587 | 587 | 587 | 1144 | 1144 | 1144 | 1144 | 587 | 587 | 587 | 587 | 350 | 350 | 350 | 133 | 300 | 300 | 300 | 300 | 104 | 104 | 104 | 104 | 290 | 290 | 290 | 290 | 74 | 74 | 74 | 77 | 0 | 0 | 0 | 0 | 165 | 165 | 165 | 165 | 311 | 311 | 311 | 311 | 311 | 311 | 311 | 311 | 311 | 311 | 311 | 311 | 311 | 311 | 311 | 311 | 311 | 311 | 311 | 311 | 0 | 0 | 0 | VTR is not intended for elextricity production | 60 | 60 | 60 | 60 | 380 | 380 | 380 | 380 | 1500 | 1500 | 1500 | 1500 | 1500 | 1500 | 1500 | 1500 | 540 | 540 | 540 | 540 | 540 | 540 | 540 | 540 | 540 | 540 | 540 | 540 | 540 | 540 | 540 | 540 | 173.25 | 173.25 | 173.25 | 173.25 | 173.25 | 173.25 | 173.25 | 173.25 | 173.25 | 173.25 | 173.25 | 173.25 | 201.5 | 201.5 | 201.5 | 201.5 | 201.5 | 201.5 | 201.5 | 201.5 | 201.5 | 201.5 | 201.5 | 201.5 | 217.25 | 217.25 | 217.25 | 217.25 | 217.25 | 217.25 | 217.25 | 217.25 | 217.25 | 217.25 | 217.25 | 217.25 | #REF! | 0 | 0
[6 empty] | Reactor Outlet Temperature (ROT) | 750 | 750 | 750 | 750 | 750 | 750 | 750 | 750 | 750 | 750 | 750 | 750 | 750 | 750 | 750 | 750 | 750 | 750 | 750 | 750 | 750 | 750 | 750 | 750 | 750 | 750 | 750 | 750 | 750 | 750 | 750 | 750 | 0 | 0 | 0 | 0 | 0 | 0 | 0 | 0 | 0 | 0 | 0 | 0 | 0 | 0 | 0 | 0 | - | - | - | - | - | - | - | - | 0 | 0 | 0 | 618 | 0 | 0 | 0 | 618 | 0 | 0 | 0 | 618 | 618 | 618 | 618 | 618 | 618 | 618 | 618 | 618 | 0 | 0 | 0 | 1268 | 0 | 0 | 0 | 650 | 0 | 0 | 0 | 630 | 0 | 0 | 0 | 0 | 0 | 0 | 0 | 0 | 0 | 0 | 0 | 0 | 0 | 0 | 0 | 0 | 0 | 0 | 0 | 0 | 0 | 0 | 0 | 0 | 0 | 0 | 0 | 0 | 0 | 0 | 0 | 0 | 0 | 0 | 0 | 0 | 0 | 0 | 0 | 0 | - | - | - | - | 510 | 510 | 510 | 510 | 700C | 700C | 700C | 700 | 700C | 700C | 700C | 700 | 0 | 0 | 0 | 193 | 0 | 0 | 0 | 193 | 0 | 0 | 0 | 193 | 0 | 0 | 0 | 193 | 0 | 0 | 0 | 850 | 0 | 0 | 0 | 850 | 0 | 0 | 0 | 850 | 850 | 850 | 850 | 850 | 850 | 850 | 850 | 850 | 850 | 850 | 850 | 850 | 850 | 850 | 850 | 850 | 850 | 850 | 850 | 850 | 850 | 850 | 850 | 850 | 704 | 704 | 704
[6 empty] | Power Cycle | Yes | Yes | Yes | Yes | Yes | Yes | Yes | Yes | Yes | Yes | Yes | Yes | Yes | Yes | Yes | Yes | Yes | Yes | Yes | Yes | Yes | Yes | Yes | Yes | Yes | Yes | Yes | Yes | Yes | Yes | Yes | Yes | 0 | 0 | 0 | 0 | 0 | 0 | 0 | 0 | 0 | 0 | 0 | 0 | 0 | 0 | 0 | 0 | 0 | 0 | 0 | 0 | 0 | 0 | 0 | 0 | 0 | 0 | 0 | 0 | 0 | 0 | 0 | 0 | 0 | 0 | 0 | 0 | 0 | 0 | 0 | 0 | 0 | 0 | 0 | 0 | 0 | 0 | 0 | 0 | 0 | 0 | 0 | 0 | 0 | 0 | 0 | 0 | 0 | 0 | 0 | 0 | 0 | 0 | 0 | 0 | 0 | 0 | 0 | 0 | 0 | 0 | 0 | 0 | 0 | 0 | 0 | 0 | 0 | 0 | 0 | 0 | 0 | 0 | 0 | 0 | 0 | 0 | 0 | 0 | 0 | 0 | 0 | 0 | 0 | 0 | 0 | 0 | 0 | 0 | 0 | 0 | Rankine | Rankine | Rankine | Rankine | 0 | 0 | 0 | 0 | 0 | 0 | 0 | 0 | 0 | 0 | 0 | 0 | 0 | 0 | 0 | 0 | 0 | 0 | 0 | 0 | 0 | 0 | 0 | 0 | 0 | 0 | 0 | 0 | 0 | 0 | 0 | 0 | 0 | 0 | 0 | 0 | 0 | 0 | 0 | 0 | 0 | 0 | 0 | 0 | 0 | 0 | 0 | 0 | 0 | 0 | 0 | 0 | 0 | 0 | 0 | 0 | 0 | 0 | 0 | 0 | 0 | 0 | 0
[6 empty] | Power Cycle Type | Brayton | Brayton | Brayton | Brayton | Brayton | Brayton | Brayton | Brayton | Brayton | Brayton | Brayton | Brayton | Brayton | Brayton | Brayton | Brayton | Brayton | Brayton | Brayton | Brayton | Brayton | Brayton | Brayton | Brayton | Brayton | Brayton | Brayton | Brayton | Brayton | Brayton | Brayton | Brayton | 0% | 0% | 0% | 0% | 0% | 0% | 0% | 0% | 0% | 0% | 0% | 0% | 0% | 0% | 0% | 0% | 0% | 0% | 0% | 0% | 0% | 0% | 0% | 0% | 0% | 0% | 0% | 341700% | 0% | 0% | 0% | 0% | 0% | 0% | 0% | 0% | 0% | 0% | 0% | 0% | 0% | 0% | 0% | 0% | 0% | 0% | 0% | 0% | 0% | 0% | 0% | 0% | 0% | 0% | 0% | 0% | 0% | 0% | 0% | 0% | 0% | 0% | 0% | 0% | 0% | 0% | 0% | 0% | 0% | 0% | 0% | 0% | 0% | 0% | 0% | 0% | 0% | 0% | 0% | 0% | 0% | 0% | 0% | 0% | 0% | 0% | 0% | 0% | 0% | 0% | 0% | 0% | 0% | 0% | 0% | 0% | 0% | 0% | 0% | 0% | 0% | 0% | 0% | 0% | Rankine | Rankine | Rankine | Rankine | Rankine | Rankine | Rankine | Rankine | 0% | 0% | 0% | 0% | 0% | 0% | 0% | 0% | 0% | 0% | 0% | 0% | 0% | 0% | 0% | 0% | 0% | 0% | 0% | 0% | 0% | 0% | 0% | 0% | 0% | 0% | 0% | 0% | 0% | 0% | 0% | 0% | 0% | 0% | 0% | 0% | 0% | 0% | 0% | 0% | 0% | 0% | 0% | 0% | 0% | 0% | 0% | 0% | 0% | 0% | 0% | 0% | 0% | 0% | 0%
[6 empty] | Total Reactor Size (MWe) | 281 | 281 | 281 | 281 | 164 | 164 | 164 | 1124 | 281 | 281 | 281 | 281 | 1124 | 1124 | 1124 | 1124 | 164 | 164 | 164 | 164 | 656 | 656 | 656 | 656 | 164 | 164 | 164 | 164 | 656 | 656 | 656 | 656 | 2200 | 2200 | 2200 | 2200 | 2200 | 2200 | 2200 | 2200 | 275 | 275 | 275 | 275 | 1100 | 1100 | 1100 | 1100 | 154 | 154 | 154 | 154 | 616 | 616 | 616 | 616 | 1144 | 1144 | 1144 | 1144 | 1144 | 1144 | 1144 | 1144 | 1144 | 1144 | 1144 | 587 | 1144 | 1144 | 1144 | 1144 | 587 | 587 | 587 | 587 | 2800 | 2800 | 2800 | 1064 | 600 | 600 | 600 | 600 | 624 | 624 | 624 | 624 | 290 | 290 | 290 | 290 | 888 | 888 | 888 | 462 | 0 | 0 | 0 | 0 | 165 | 165 | 165 | 165 | 311 | 311 | 311 | 311 | 622 | 622 | 622 | 622 | 1244 | 1244 | 1244 | 1244 | 2488 | 2488 | 2488 | 2488 | 3110 | 3110 | 3110 | 3110 | 0 | 0 | 0 | VTR is not intended for elextricity production | 720 | 720 | 720 | 720 | 380 | 380 | 380 | 380 | 1500 | 1500 | 1500 | 1500 | 1500 | 1500 | 1500 | 1500 | 2160 | 2160 | 2160 | 2160 | 2160 | 2160 | 2160 | 2160 | 2160 | 2160 | 2160 | 2160 | 2160 | 2160 | 2160 | 2160 | 693 | 693 | 693 | 693 | 693 | 693 | 693 | 693 | 693 | 693 | 693 | 693 | 806 | 806 | 806 | 806 | 806 | 806 | 806 | 806 | 806 | 806 | 806 | 806 | 869 | 869 | 869 | 869 | 869 | 869 | 869 | 869 | 869 | 869 | 869 | 869 | 1000 | 1000 | 1000
[6 empty] | Capacity Factor (%) | 0 | 0 | 0 | 0 | 0 | 0 | 0 | 0 | 0 | 0 | 0 | 0 | 0 | 0 | 0 | 0 | 0 | 0 | 0 | 0 | 0 | 0 | 0 | 0 | 0 | 0 | 0 | 0 | 0 | 0 | 0 | 0 | 0.85 | 0.85 | 0.85 | 0.85 | 0.85 | 0.85 | 0.85 | 0.85 | 0 | 0 | 0 | 0 | 0 | 0 | 0 | 0 | 0 | 0 | 0 | 0 | 0 | 0 | 0 | 0 | 0.95 | 0.95 | 0.95 | 0.95 | 0.95 | 0.95 | 0.95 | 0.95 | 0.95 | 0.95 | 0.95 | 0.95 | 0.95 | 0.95 | 0.95 | 0.95 | 0.95 | 0.95 | 0.95 | 0.95 | 0 | 0 | 0 | 0.72 | 0.72 | 0.72 | 0.72 | 0.75 | 0.72 | 0.72 | 0.72 | 0.72 | 0 | 0 | 0 | 0 | 0 | 0 | 0 | 0 | 0 | 0 | 0 | 0 | 0 | 0 | 0 | 0 | 0 | 0 | 0 | 0 | 0 | 0 | 0 | 0 | 0 | 0 | 0 | 0 | 0 | 0 | 0 | 0 | 0 | 0 | 0 | 0 | 0 | 0 | 0 | 0 | 0 | 0 | 0 | 0 | 0 | 0 | 0 | 0 | 0.92 | 0.92 | 0.92 | 0.92 | 0.92 | 0.92 | 0.92 | 0.92 | 0 | 0 | 0 | 0.8 | 0.8 | 0.8 | 0.8 | 0.8 | 0.8 | 0.8 | 0.8 | 0.8 | 0.8 | 0.8 | 0.8 | 0.8 | 0.86 | 0.86 | 0.86 | 0.78 | 0.86 | 0.86 | 0.86 | 0.81 | 0.86 | 0.86 | 0.86 | 0.84 | 0.78 | 0.78 | 0.78 | 0.78 | 0.81 | 0.81 | 0.81 | 0.81 | 0.84 | 0.84 | 0.84 | 0.84 | 0.78 | 0.78 | 0.78 | 0.78 | 0.81 | 0.81 | 0.81 | 0.81 | 0.84 | 0.84 | 0.84 | 0.84 | 75 | 75 | 75
[6 empty] | Source Dollar Year | 2009 | 2009 | 2009 | 2009 | 2009 | 2009 | 2009 | 2009 | 2009 | 2009 | 2009 | 2009 | 2009 | 2009 | 2009 | 2009 | 2009 | 2009 | 2009 | 2009 | 2009 | 2009 | 2009 | 2009 | 2009 | 2009 | 2009 | 2009 | 2009 | 2009 | 2009 | 2009 | 2017 | 2017 | 2017 | 2017 | 2017 | 2017 | 2017 | 2017 | 2017 | 2017 | 2017 | 2017 | 2017 | 2017 | 2017 | 2017 | 2017 | 2017 | 2017 | 2017 | 2017 | 2017 | 2017 | 2017 | 1987 | 1987 | 1987 | 1987 | 1987 | 1987 | 1987 | 1987 | 1987 | 1987 | 1987 | 1987 | 1987 | 1987 | 1987 | 1987 | 1987 | 1987 | 1987 | 1987 | 1988 | 1988 | 1988 | 1988 | 1988 | 1988 | 1988 | 1988 | 1988 | 1988 | 1988 | 1988 | 2023 | 2023 | 2023 | 2023 | 2022 | 2022 | 2022 | 2022 | 0 | 0 | 0 | 0 | 2023 | 2023 | 2023 | 2023 | 2023 | 2023 | 2023 | 2023 | 2023 | 2023 | 2023 | 2023 | 2023 | 2023 | 2023 | 2023 | 2023 | 2023 | 2023 | 2023 | 2023 | 2023 | 2023 | 2023 | 2020 | 2020 | 2020 | 2020 | 2015 | 2015 | 2015 | 2015 | 2017 | 2017 | 2017 | 2017 | 2011 | 2011 | 2011 | 2011 | 2011 | 2011 | 2011 | 2011 | 1987 | 1987 | 1987 | 1987 | 1987 | 1987 | 1987 | 1987 | 1987 | 1987 | 1987 | 1987 | 1987 | 1987 | 1987 | 1987 | 1992 | 1992 | 1992 | 1992 | 1992 | 1992 | 1992 | 1992 | 1992 | 1992 | 1992 | 1992 | 1992 | 1992 | 1992 | 1992 | 1992 | 1992 | 1992 | 1992 | 1992 | 1992 | 1992 | 1992 | 1992 | 1992 | 1992 | 1992 | 1992 | 1992 | 1992 | 1992 | 1992 | 1992 | 1992 | 1992 | 1978 | 1978 | 1978
|  | Levels |  |  |  | Unit | $ | $ | $ | $ | $ | $ | $ | $ | $ | $ | $ | $ | $ | $ | $ | $ | $ | $ | $ | $ | $ | $ | $ | $ | $ | $ | $ | $ | $ | $ | $ | $ | $ | $ | $ | $ | $ | $ | $ | $ | $ | $ | $ | $ | $ | $ | $ | $ | $ | $ | $ | $ | $ | $ | $ | $ | $ | $ | $ | $ | $ | $ | $ | $ | $ | $ | $ | $ | $ | $ | $ | $ | $ | $ | $ | $ | $ | $ | $ | $ | $ | $ | $ | $ | $ | $ | $ | $ | $ | $ | $ | $ | $ | $ | $ | $ | 0 | 0 | 0 | 0 | $ | $ | $ | $ | $ | $ | $ | $ | $ | $ | $ | $ | $ | $ | $ | $ | $ | $ | $ | $ | $ | $ | $ | $ | $ | $ | $ | $ | $ | $ | $ | $ | $ | $ | $ | $ | $ | $ | $ | $ | $ | $ | $ | $ | $ | $ | $ | $ | $ | $ | $ | $ | $ | $ | $ | $ | $ | $ | $ | $ | $ | $ | $ | $ | $ | $ | $ | $ | $ | $ | $ | $ | $ | $ | $ | $ | $ | $ | $ | $ | $ | $ | $ | $ | $ | $ | $ | $ | $ | $ | $ | $ | $ | $ | $ | $ | $ | $ | $
| All | 1 | 2 | 3 | 4+ | Account Title | Factory Equipment Costs (2022 USD) | Site Labor Cost (2022 USD) | Site Material Cost (2022 USD) | Total Costs (2022 USD) | Factory Equipment Costs (2022 USD) | Site Labor Cost (2022 USD) | Site Material Cost (2022 USD) | Total Costs (2022 USD) | Factory Equipment Costs (2022 USD) | Site Labor Cost (2022 USD) | Site Material Cost (2022 USD) | Total Costs (2022 USD) | Factory Equipment Costs (2022 USD) | Site Labor Cost (2022 USD) | Site Material Cost (2022 USD) | Total Costs (2022 USD) | Factory Equipment Costs (2022 USD) | Site Labor Cost (2022 USD) | Site Material Cost (2022 USD) | Total Costs (2022 USD) | Factory Equipment Costs (2022 USD) | Site Labor Cost (2022 USD) | Site Material Cost (2022 USD) | Total Costs (2022 USD) | Factory Equipment Costs (2022 USD) | Site Labor Cost (2022 USD) | Site Material Cost (2022 USD) | Total Costs (2022 USD) | Factory Equipment Costs (2022 USD) | Site Labor Cost (2022 USD) | Site Material Cost (2022 USD) | Total Costs (2022 USD) | Factory Equipment Costs (2022 USD) | Site Labor Cost (2022 USD) | Site Material Cost (2022 USD) | Total Costs (2022 USD) | Factory Equipment Costs (2022 USD) | Site Labor Cost (2022 USD) | Site Material Cost (2022 USD) | Total Costs (2022 USD) | Factory Equipment Costs (2022 USD) | Site Labor Cost (2022 USD) | Site Material Cost (2022 USD) | Total Costs (2022 USD) | Factory Equipment Costs (2022 USD) | Site Labor Cost (2022 USD) | Site Material Cost (2022 USD) | Total Costs (2022 USD) | Factory Equipment Costs (2022 USD) | Site Labor Cost (2022 USD) | Site Material Cost (2022 USD) | Total Costs (2022 USD) | Factory Equipment Costs (2022 USD) | Site Labor Cost (2022 USD) | Site Material Cost (2022 USD) | Total Costs (2022 USD) | Factory Equipment Costs (2022 USD) | Site Labor Cost (2022 USD) | Site Material Cost (2022 USD) | Total Costs (2022 USD) | Factory Equipment Costs (2022 USD) | Site Labor Cost (2022 USD) | Site Material Cost (2022 USD) | Total Costs (2022 USD) | Factory Equipment Costs (2022 USD) | Site Labor Cost (2022 USD) | Site Material Cost (2022 USD) | Total Costs (2022 USD) | Factory Equipment Costs (2022 USD) | Site Labor Cost (2022 USD) | Site Material Cost (2022 USD) | Total Costs (2022 USD) | Factory Equipment Costs (2022 USD) | Site Labor Cost (2022 USD) | Site Material Cost (2022 USD) | Total Costs (2022 USD) | Factory Equipment Costs (2022 USD) | Site Labor Cost (2022 USD) | Site Material Cost (2022 USD) | Total Costs (2022 USD) | Factory Equipment Costs (2022 USD) | Site Labor Cost (2022 USD) | Site Material Cost (2022 USD) | Total Costs (2022 USD) | Factory Equipment Costs (2022 USD) | Site Labor Cost (2022 USD) | Site Material Cost (2022 USD) | Total Costs (2022 USD) | Factory Equipment Costs (2022 USD) | Site Labor Cost (2022 USD) | Site Material Cost (2022 USD) | Total Costs (2022 USD) | Factory Equipment Costs (2022 USD) | Site Labor Cost (2022 USD) | Site Material Cost (2022 USD) | Total Costs (2022 USD) | Factory Equipment Costs (2022 USD) | Site Labor Cost (2022 USD) | Site Material Cost (2022 USD) | Total Costs (2022 USD) | Factory Equipment Costs (2022 USD) | Site Labor Cost (2022 USD) | Site Material Cost (2022 USD) | Total Costs (2022 USD) | Factory Equipment Costs (2022 USD) | Site Labor Cost (2022 USD) | Site Material Cost (2022 USD) | Total Costs (2022 USD) | Factory Equipment Costs (2022 USD) | Site Labor Cost (2022 USD) | Site Material Cost (2022 USD) | Total Costs (2022 USD) | Factory Equipment Costs (2022 USD) | Site Labor Cost (2022 USD) | Site Material Cost (2022 USD) | Total Costs (2022 USD) | Factory Equipment Costs (2022 USD) | Site Labor Cost (2022 USD) | Site Material Cost (2022 USD) | Total Costs (2022 USD) | Factory Equipment Costs (2022 USD) | Site Labor Cost (2022 USD) | Site Material Cost (2022 USD) | Total Costs (2022 USD) | Factory Equipment Costs (2022 USD) | Site Labor Cost (2022 USD) | Site Material Cost (2022 USD) | Total Costs (2022 USD) | Factory Equipment Costs (2022 USD) | Site Labor Cost (2022 USD) | Site Material Cost (2022 USD) | Total Costs (2022 USD) | Factory Equipment Costs (2022 USD) | Site Labor Cost (2022 USD) | Site Material Cost (2022 USD) | Total Costs (2022 USD) | Factory Equipment Costs (2022 USD) | Site Labor Cost (2022 USD) | Site Material Cost (2022 USD) | Total Costs (2022 USD) | Factory Equipment Costs (2022 USD) | Site Labor Cost (2022 USD) | Site Material Cost (2022 USD) | Total Costs (2022 USD) | Factory Equipment Costs (2022 USD) | Site Labor Cost (2022 USD) | Site Material Cost (2022 USD) | Total Costs (2022 USD) | Factory Equipment Costs (2022 USD) | Site Labor Cost (2022 USD) | Site Material Cost (2022 USD) | Total Costs (2022 USD) | Factory Equipment Costs (2022 USD) | Site Labor Cost (2022 USD) | Site Material Cost (2022 USD) | Total Costs (2022 USD) | Factory Equipment Costs (2022 USD) | Site Labor Cost (2022 USD) | Site Material Cost (2022 USD) | Total Costs (2022 USD) | Factory Equipment Costs (2022 USD) | Site Labor Cost (2022 USD) | Site Material Cost (2022 USD) | Total Costs (2022 USD) | Factory Equipment Costs (2022 USD) | Site Labor Cost (2022 USD) | Site Material Cost (2022 USD) | Total Costs (2022 USD) | Factory Equipment Costs (2022 USD) | Site Labor Cost (2022 USD) | Site Material Cost (2022 USD) | Total Costs (2022 USD) | Factory Equipment Costs (2022 USD) | Site Labor Cost (2022 USD) | Site Material Cost (2022 USD) | Total Costs (2022 USD) | Factory Equipment Costs (2022 USD) | Site Labor Cost (2022 USD) | Site Material Cost (2022 USD) | Total Costs (2022 USD) | Factory Equipment Costs (2022 USD) | Site Labor Cost (2022 USD) | Site Material Cost (2022 USD) | Total Costs (2022 USD) | Factory Equipment Costs (2022 USD) | Site Labor Cost (2022 USD) | Site Material Cost (2022 USD) | Total Costs (2022 USD) | Factory Equipment Costs (2022 USD) | Site Labor Cost (2022 USD) | Site Material Cost (2022 USD) | Total Costs (2022 USD) | Factory Equipment Costs (2022 USD) | Site Labor Cost (2022 USD) | Site Material Cost (2022 USD) | Total Costs (2022 USD) | Factory Equipment Costs (2022 USD) | Site Labor Cost (2022 USD) | Site Material Cost (2022 USD)
10 | 10 | 10 |  |  |  | Capitalized Pre-Construction Costs | 0 | 0 | 0 | 362.656 | 0 | 0 | 0 | 107.8487 | 0 | 0 | 0 | 424.2838 | 0 | 0 | 0 | 123.2556 | 0 | 0 | 0 | 621.3801 | 0 | 0 | 0 | 184.7895 | 0 | 0 | 0 | 726.9741 | 0 | 0 | 0 | 211.188 | 0 | 0 | 0 | 0 | 0 | 0 | 0 | 0 | 0 | 0 | 0 | 0 | 0 | 0 | 0 | 0 | 0 | 0 | 0 | 0 | 0 | 0 | 0 | 0 | 0 | 0 | 0 | 31.0197 | 0 | 0 | 0 | 21.9615 | 0 | 0 | 0 | 25.5858 | 0 | 0 | 0 | 20.1564 | 0 | 0 | 0 | 23.7133 | 0 | 0 | 0 | 0 | 0 | 0 | 0 | 0 | 0 | 0 | 0 | 0 | 0 | 0 | 0 | 0 | 0 | 0 | 0 | 0 | #DIV/0! | #DIV/0! | #DIV/0! | #N/A | 0 | 0 | 0 | 460.1571 | 0 | 0 | 0 | 294.8258 | 0 | 0 | 0 | 201.4712 | 0 | 0 | 0 | 154.863 | 0 | 0 | 0 | 131.5399 | 0 | 0 | 0 | 126.8873 | #DIV/0! | #DIV/0! | #DIV/0! | #VALUE! | 0 | 0 | 0 | 0 | 0 | 0 | 0 | 0 | 0 | 0 | 0 | 5.1582 | 0 | 0 | 0 | 5.1582 | 0 | 0 | 0 | 12.9185 | 0 | 0 | 0 | 12.166 | 0 | 0 | 0 | 11.5646 | 0 | 0 | 0 | 22.7818 | 0 | 0 | 0 | 5.4231 | 0 | 0 | 0 | 4.8046 | 0 | 0 | 0 | 4.7403 | 0 | 0 | 0 | 4.8189 | 0 | 0 | 0 | 4.2853 | 0 | 0 | 0 | 4.2329 | 0 | 0 | 0 | 2.6644 | 0 | 0 | 0 | 2.1675 | 0 | 0 | 0 | 2.1103 | #REF! | #REF! | #REF!
10 | 11 |  | 11 |  |  | Land and Land Rights | 0 | 0 | 0 | 23.703 | 0 | 0 | 0 | 11.8515 | 0 | 0 | 0 | 23.703 | 0 | 0 | 0 | 11.8515 | 0 | 0 | 0 | 40.6131 | 0 | 0 | 0 | 20.3065 | 0 | 0 | 0 | 40.6131 | 0 | 0 | 0 | 20.3065 | 0 | 0 | 0 | 0 | 0 | 0 | 0 | 0 | 0 | 0 | 0 | 0 | 0 | 0 | 0 | 0 | 0 | 0 | 0 | 0 | 0 | 0 | 0 | 0 | 0 | 0 | 0 | 0 | 0 | 0 | 0 | 0 | 0 | 0 | 0 | 0 | 0 | 0 | 0 | 0 | 0 | 0 | 0 | 0 | 0 | 0 | 0 | 0 | 0 | 0 | 0 | 0 | 0 | 0 | 0 | 0 | 0 | 0 | 0 | 0 | 0 | 0 | 0 | 0 | #DIV/0! | #DIV/0! | #DIV/0! | #N/A | 0 | 0 | 0 | 64.4871 | 0 | 0 | 0 | 34.2134 | 0 | 0 | 0 | 17.1067 | 0 | 0 | 0 | 8.5534 | 0 | 0 | 0 | 4.2767 | 0 | 0 | 0 | 3.4213 | #DIV/0! | #DIV/0! | #DIV/0! | #VALUE! | 0 | 0 | 0 | 0 | 0 | 0 | 0 | 0 | 0 | 0 | 0 | 5.1582 | 0 | 0 | 0 | 5.1582 | 0 | 0 | 0 | 0 | 0 | 0 | 0 | 0 | 0 | 0 | 0 | 0 | 0 | 0 | 0 | 0 | 0 | 0 | 0 | 0 | 0 | 0 | 0 | 0 | 0 | 0 | 0 | 0 | 0 | 0 | 0 | 0 | 0 | 0 | 0 | 0 | 0 | 0 | 0 | 0 | 0 | 0 | 0 | 0 | 0 | 0 | 0 | 0 | 0 | 0 | 0 | 0 | #REF! | #REF! | #REF!
10 | 12 |  | 12 |  |  | Site Permits | 0 | 0 | 0 | 0 | 0 | 0 | 0 | 0 | 0 | 0 | 0 | 0 | 0 | 0 | 0 | 0 | 0 | 0 | 0 | 0 | 0 | 0 | 0 | 0 | 0 | 0 | 0 | 0 | 0 | 0 | 0 | 0 | 0 | 0 | 0 | 0 | 0 | 0 | 0 | 0 | 0 | 0 | 0 | 0 | 0 | 0 | 0 | 0 | 0 | 0 | 0 | 0 | 0 | 0 | 0 | 0 | 0 | 0 | 0 | 31.0197 | 0 | 0 | 0 | 21.9615 | 0 | 0 | 0 | 25.5858 | 0 | 0 | 0 | 20.1564 | 0 | 0 | 0 | 23.7133 | 0 | 0 | 0 | 0 | 0 | 0 | 0 | 0 | 0 | 0 | 0 | 0 | 0 | 0 | 0 | 0 | 0 | 0 | 0 | 0 | #DIV/0! | #DIV/0! | #DIV/0! | #N/A | 0 | 0 | 0 | 7.8139 | 0 | 0 | 0 | 4.973 | 0 | 0 | 0 | 3.4384 | 0 | 0 | 0 | 2.7287 | 0 | 0 | 0 | 2.358 | 0 | 0 | 0 | 2.2939 | #DIV/0! | #DIV/0! | #DIV/0! | #VALUE! | 0 | 0 | 0 | 0 | 0 | 0 | 0 | 0 | 0 | 0 | 0 | 0 | 0 | 0 | 0 | 0 | 0 | 0 | 0 | 12.9185 | 0 | 0 | 0 | 12.166 | 0 | 0 | 0 | 11.5646 | 0 | 0 | 0 | 22.7818 | 0 | 0 | 0 | 5.4231 | 0 | 0 | 0 | 4.8046 | 0 | 0 | 0 | 4.7403 | 0 | 0 | 0 | 4.8189 | 0 | 0 | 0 | 4.2853 | 0 | 0 | 0 | 4.2329 | 0 | 0 | 0 | 2.6644 | 0 | 0 | 0 | 2.1675 | 0 | 0 | 0 | 2.1103 | #REF! | #REF! | #REF!
10 | 121 |  |  | 121 |  | Federal | 0 | 0 | 0 | 0 | 0 | 0 | 0 | 0 | 0 | 0 | 0 | 0 | 0 | 0 | 0 | 0 | 0 | 0 | 0 | 0 | 0 | 0 | 0 | 0 | 0 | 0 | 0 | 0 | 0 | 0 | 0 | 0 | 0 | 0 | 0 | 0 | 0 | 0 | 0 | 0 | 0 | 0 | 0 | 0 | 0 | 0 | 0 | 0 | 0 | 0 | 0 | 0 | 0 | 0 | 0 | 0 | 0 | 0 | 0 | 0 | 0 | 0 | 0 | 0 | 0 | 0 | 0 | 0 | 0 | 0 | 0 | 0 | 0 | 0 | 0 | 0 | 0 | 0 | 0 | 0 | 0 | 0 | 0 | 0 | 0 | 0 | 0 | 0 | 0 | 0 | 0 | 0 | 0 | 0 | 0 | 0 | #DIV/0! | #DIV/0! | #DIV/0! | #N/A | 0 | 0 | 0 | 0 | 0 | 0 | 0 | 0 | 0 | 0 | 0 | 0 | 0 | 0 | 0 | 0 | 0 | 0 | 0 | 0 | 0 | 0 | 0 | 0 | #DIV/0! | #DIV/0! | #DIV/0! | #VALUE! | 0 | 0 | 0 | 0 | 0 | 0 | 0 | 0 | 0 | 0 | 0 | 0 | 0 | 0 | 0 | 0 | 0 | 0 | 0 | 0 | 0 | 0 | 0 | 0 | 0 | 0 | 0 | 0 | 0 | 0 | 0 | 0 | 0 | 0 | 0 | 0 | 0 | 0 | 0 | 0 | 0 | 0 | 0 | 0 | 0 | 0 | 0 | 0 | 0 | 0 | 0 | 0 | 0 | 0 | 0 | 0 | 0 | 0 | 0 | 0 | 0 | 0 | 0 | 0 | 0 | 0 | 0 | 0 | #REF! | #REF! | #REF!
10 | 122 |  |  | 122 |  | State | 0 | 0 | 0 | 0 | 0 | 0 | 0 | 0 | 0 | 0 | 0 | 0 | 0 | 0 | 0 | 0 | 0 | 0 | 0 | 0 | 0 | 0 | 0 | 0 | 0 | 0 | 0 | 0 | 0 | 0 | 0 | 0 | 0 | 0 | 0 | 0 | 0 | 0 | 0 | 0 | 0 | 0 | 0 | 0 | 0 | 0 | 0 | 0 | 0 | 0 | 0 | 0 | 0 | 0 | 0 | 0 | 0 | 0 | 0 | 0 | 0 | 0 | 0 | 0 | 0 | 0 | 0 | 0 | 0 | 0 | 0 | 0 | 0 | 0 | 0 | 0 | 0 | 0 | 0 | 0 | 0 | 0 | 0 | 0 | 0 | 0 | 0 | 0 | 0 | 0 | 0 | 0 | 0 | 0 | 0 | 0 | #DIV/0! | #DIV/0! | #DIV/0! | #N/A | 0 | 0 | 0 | 0 | 0 | 0 | 0 | 0 | 0 | 0 | 0 | 0 | 0 | 0 | 0 | 0 | 0 | 0 | 0 | 0 | 0 | 0 | 0 | 0 | #DIV/0! | #DIV/0! | #DIV/0! | #VALUE! | 0 | 0 | 0 | 0 | 0 | 0 | 0 | 0 | 0 | 0 | 0 | 0 | 0 | 0 | 0 | 0 | 0 | 0 | 0 | 0 | 0 | 0 | 0 | 0 | 0 | 0 | 0 | 0 | 0 | 0 | 0 | 0 | 0 | 0 | 0 | 0 | 0 | 0 | 0 | 0 | 0 | 0 | 0 | 0 | 0 | 0 | 0 | 0 | 0 | 0 | 0 | 0 | 0 | 0 | 0 | 0 | 0 | 0 | 0 | 0 | 0 | 0 | 0 | 0 | 0 | 0 | 0 | 0 | #REF! | #REF! | #REF!
10 | 123 |  |  | 123 |  | Local | 0 | 0 | 0 | 0 | 0 | 0 | 0 | 0 | 0 | 0 | 0 | 0 | 0 | 0 | 0 | 0 | 0 | 0 | 0 | 0 | 0 | 0 | 0 | 0 | 0 | 0 | 0 | 0 | 0 | 0 | 0 | 0 | 0 | 0 | 0 | 0 | 0 | 0 | 0 | 0 | 0 | 0 | 0 | 0 | 0 | 0 | 0 | 0 | 0 | 0 | 0 | 0 | 0 | 0 | 0 | 0 | 0 | 0 | 0 | 0 | 0 | 0 | 0 | 0 | 0 | 0 | 0 | 0 | 0 | 0 | 0 | 0 | 0 | 0 | 0 | 0 | 0 | 0 | 0 | 0 | 0 | 0 | 0 | 0 | 0 | 0 | 0 | 0 | 0 | 0 | 0 | 0 | 0 | 0 | 0 | 0 | #DIV/0! | #DIV/0! | #DIV/0! | #N/A | 0 | 0 | 0 | 0 | 0 | 0 | 0 | 0 | 0 | 0 | 0 | 0 | 0 | 0 | 0 | 0 | 0 | 0 | 0 | 0 | 0 | 0 | 0 | 0 | #DIV/0! | #DIV/0! | #DIV/0! | #VALUE! | 0 | 0 | 0 | 0 | 0 | 0 | 0 | 0 | 0 | 0 | 0 | 0 | 0 | 0 | 0 | 0 | 0 | 0 | 0 | 0 | 0 | 0 | 0 | 0 | 0 | 0 | 0 | 0 | 0 | 0 | 0 | 0 | 0 | 0 | 0 | 0 | 0 | 0 | 0 | 0 | 0 | 0 | 0 | 0 | 0 | 0 | 0 | 0 | 0 | 0 | 0 | 0 | 0 | 0 | 0 | 0 | 0 | 0 | 0 | 0 | 0 | 0 | 0 | 0 | 0 | 0 | 0 | 0 | #REF! | #REF! | #REF!
10 | 13 |  | 13 |  |  | Plant Licensing | 0 | 0 | 0 | 237.0301 | 0 | 0 | 0 | 65.1833 | 0 | 0 | 0 | 298.6579 | 0 | 0 | 0 | 80.5902 | 0 | 0 | 0 | 406.1308 | 0 | 0 | 0 | 111.686 | 0 | 0 | 0 | 511.7248 | 0 | 0 | 0 | 138.0845 | 0 | 0 | 0 | 0 | 0 | 0 | 0 | 0 | 0 | 0 | 0 | 0 | 0 | 0 | 0 | 0 | 0 | 0 | 0 | 0 | 0 | 0 | 0 | 0 | 0 | 0 | 0 | 0 | 0 | 0 | 0 | 0 | 0 | 0 | 0 | 0 | 0 | 0 | 0 | 0 | 0 | 0 | 0 | 0 | 0 | 0 | 0 | 0 | 0 | 0 | 0 | 0 | 0 | 0 | 0 | 0 | 0 | 0 | 0 | 0 | 0 | 0 | 0 | 0 | #DIV/0! | #DIV/0! | #DIV/0! | #N/A | 0 | 0 | 0 | 75.8185 | 0 | 0 | 0 | 75.8386 | 0 | 0 | 0 | 75.8386 | 0 | 0 | 0 | 75.8386 | 0 | 0 | 0 | 75.8386 | 0 | 0 | 0 | 75.8386 | #DIV/0! | #DIV/0! | #DIV/0! | #VALUE! | 0 | 0 | 0 | 0 | 0 | 0 | 0 | 0 | 0 | 0 | 0 | 0 | 0 | 0 | 0 | 0 | 0 | 0 | 0 | 0 | 0 | 0 | 0 | 0 | 0 | 0 | 0 | 0 | 0 | 0 | 0 | 0 | 0 | 0 | 0 | 0 | 0 | 0 | 0 | 0 | 0 | 0 | 0 | 0 | 0 | 0 | 0 | 0 | 0 | 0 | 0 | 0 | 0 | 0 | 0 | 0 | 0 | 0 | 0 | 0 | 0 | 0 | 0 | 0 | 0 | 0 | 0 | 0 | #REF! | #REF! | #REF!
10 | 131 |  |  | 131 |  | Preapplication | 0 | 0 | 0 | 71.109 | 0 | 0 | 0 | 17.7773 | 0 | 0 | 0 | 71.109 | 0 | 0 | 0 | 17.7773 | 0 | 0 | 0 | 121.8392 | 0 | 0 | 0 | 30.4598 | 0 | 0 | 0 | 121.8392 | 0 | 0 | 0 | 30.4598 | 0 | 0 | 0 | 0 | 0 | 0 | 0 | 0 | 0 | 0 | 0 | 0 | 0 | 0 | 0 | 0 | 0 | 0 | 0 | 0 | 0 | 0 | 0 | 0 | 0 | 0 | 0 | 0 | 0 | 0 | 0 | 0 | 0 | 0 | 0 | 0 | 0 | 0 | 0 | 0 | 0 | 0 | 0 | 0 | 0 | 0 | 0 | 0 | 0 | 0 | 0 | 0 | 0 | 0 | 0 | 0 | 0 | 0 | 0 | 0 | 0 | 0 | 0 | 0 | #DIV/0! | #DIV/0! | #DIV/0! | #N/A | 0 | 0 | 0 | 0 | 0 | 0 | 0 | 0 | 0 | 0 | 0 | 0 | 0 | 0 | 0 | 0 | 0 | 0 | 0 | 0 | 0 | 0 | 0 | 0 | #DIV/0! | #DIV/0! | #DIV/0! | #VALUE! | 0 | 0 | 0 | 0 | 0 | 0 | 0 | 0 | 0 | 0 | 0 | 0 | 0 | 0 | 0 | 0 | 0 | 0 | 0 | 0 | 0 | 0 | 0 | 0 | 0 | 0 | 0 | 0 | 0 | 0 | 0 | 0 | 0 | 0 | 0 | 0 | 0 | 0 | 0 | 0 | 0 | 0 | 0 | 0 | 0 | 0 | 0 | 0 | 0 | 0 | 0 | 0 | 0 | 0 | 0 | 0 | 0 | 0 | 0 | 0 | 0 | 0 | 0 | 0 | 0 | 0 | 0 | 0 | #REF! | #REF! | #REF!
10 | 132 |  |  | 132 |  | Preparation | 0 | 0 | 0 | 109.0338 | 0 | 0 | 0 | 33.1842 | 0 | 0 | 0 | 109.0338 | 0 | 0 | 0 | 33.1842 | 0 | 0 | 0 | 186.8202 | 0 | 0 | 0 | 56.8583 | 0 | 0 | 0 | 186.8202 | 0 | 0 | 0 | 56.8583 | 0 | 0 | 0 | 0 | 0 | 0 | 0 | 0 | 0 | 0 | 0 | 0 | 0 | 0 | 0 | 0 | 0 | 0 | 0 | 0 | 0 | 0 | 0 | 0 | 0 | 0 | 0 | 0 | 0 | 0 | 0 | 0 | 0 | 0 | 0 | 0 | 0 | 0 | 0 | 0 | 0 | 0 | 0 | 0 | 0 | 0 | 0 | 0 | 0 | 0 | 0 | 0 | 0 | 0 | 0 | 0 | 0 | 0 | 0 | 0 | 0 | 0 | 0 | 0 | #DIV/0! | #DIV/0! | #DIV/0! | #N/A | 0 | 0 | 0 | 0 | 0 | 0 | 0 | 0 | 0 | 0 | 0 | 0 | 0 | 0 | 0 | 0 | 0 | 0 | 0 | 0 | 0 | 0 | 0 | 0 | #DIV/0! | #DIV/0! | #DIV/0! | #VALUE! | 0 | 0 | 0 | 0 | 0 | 0 | 0 | 0 | 0 | 0 | 0 | 0 | 0 | 0 | 0 | 0 | 0 | 0 | 0 | 0 | 0 | 0 | 0 | 0 | 0 | 0 | 0 | 0 | 0 | 0 | 0 | 0 | 0 | 0 | 0 | 0 | 0 | 0 | 0 | 0 | 0 | 0 | 0 | 0 | 0 | 0 | 0 | 0 | 0 | 0 | 0 | 0 | 0 | 0 | 0 | 0 | 0 | 0 | 0 | 0 | 0 | 0 | 0 | 0 | 0 | 0 | 0 | 0 | #REF! | #REF! | #REF!
10 | 133 |  |  | 133 |  | Regulatory Review | 0 | 0 | 0 | 56.8872 | 0 | 0 | 0 | 14.2218 | 0 | 0 | 0 | 118.515 | 0 | 0 | 0 | 29.6288 | 0 | 0 | 0 | 97.4714 | 0 | 0 | 0 | 24.3678 | 0 | 0 | 0 | 203.0654 | 0 | 0 | 0 | 50.7664 | 0 | 0 | 0 | 0 | 0 | 0 | 0 | 0 | 0 | 0 | 0 | 0 | 0 | 0 | 0 | 0 | 0 | 0 | 0 | 0 | 0 | 0 | 0 | 0 | 0 | 0 | 0 | 0 | 0 | 0 | 0 | 0 | 0 | 0 | 0 | 0 | 0 | 0 | 0 | 0 | 0 | 0 | 0 | 0 | 0 | 0 | 0 | 0 | 0 | 0 | 0 | 0 | 0 | 0 | 0 | 0 | 0 | 0 | 0 | 0 | 0 | 0 | 0 | 0 | #DIV/0! | #DIV/0! | #DIV/0! | #N/A | 0 | 0 | 0 | 0 | 0 | 0 | 0 | 0 | 0 | 0 | 0 | 0 | 0 | 0 | 0 | 0 | 0 | 0 | 0 | 0 | 0 | 0 | 0 | 0 | #DIV/0! | #DIV/0! | #DIV/0! | #VALUE! | 0 | 0 | 0 | 0 | 0 | 0 | 0 | 0 | 0 | 0 | 0 | 0 | 0 | 0 | 0 | 0 | 0 | 0 | 0 | 0 | 0 | 0 | 0 | 0 | 0 | 0 | 0 | 0 | 0 | 0 | 0 | 0 | 0 | 0 | 0 | 0 | 0 | 0 | 0 | 0 | 0 | 0 | 0 | 0 | 0 | 0 | 0 | 0 | 0 | 0 | 0 | 0 | 0 | 0 | 0 | 0 | 0 | 0 | 0 | 0 | 0 | 0 | 0 | 0 | 0 | 0 | 0 | 0 | #REF! | #REF! | #REF!
10 | 14 |  | 14 |  |  | Plant Permits | 0 | 0 | 0 | 14.2218 | 0 | 0 | 0 | 3.5555 | 0 | 0 | 0 | 14.2218 | 0 | 0 | 0 | 3.5555 | 0 | 0 | 0 | 24.3678 | 0 | 0 | 0 | 6.092 | 0 | 0 | 0 | 24.3678 | 0 | 0 | 0 | 6.092 | 0 | 0 | 0 | 0 | 0 | 0 | 0 | 0 | 0 | 0 | 0 | 0 | 0 | 0 | 0 | 0 | 0 | 0 | 0 | 0 | 0 | 0 | 0 | 0 | 0 | 0 | 0 | 0 | 0 | 0 | 0 | 0 | 0 | 0 | 0 | 0 | 0 | 0 | 0 | 0 | 0 | 0 | 0 | 0 | 0 | 0 | 0 | 0 | 0 | 0 | 0 | 0 | 0 | 0 | 0 | 0 | 0 | 0 | 0 | 0 | 0 | 0 | 0 | 0 | #DIV/0! | #DIV/0! | #DIV/0! | #N/A | 0 | 0 | 0 | 74.3311 | 0 | 0 | 0 | 39.4361 | 0 | 0 | 0 | 19.7181 | 0 | 0 | 0 | 9.859 | 0 | 0 | 0 | 4.9295 | 0 | 0 | 0 | 3.9436 | #DIV/0! | #DIV/0! | #DIV/0! | #VALUE! | 0 | 0 | 0 | 0 | 0 | 0 | 0 | 0 | 0 | 0 | 0 | 0 | 0 | 0 | 0 | 0 | 0 | 0 | 0 | 0 | 0 | 0 | 0 | 0 | 0 | 0 | 0 | 0 | 0 | 0 | 0 | 0 | 0 | 0 | 0 | 0 | 0 | 0 | 0 | 0 | 0 | 0 | 0 | 0 | 0 | 0 | 0 | 0 | 0 | 0 | 0 | 0 | 0 | 0 | 0 | 0 | 0 | 0 | 0 | 0 | 0 | 0 | 0 | 0 | 0 | 0 | 0 | 0 | #REF! | #REF! | #REF!
10 | 15 |  | 15 |  |  | Plant Studies | 0 | 0 | 0 | 0 | 0 | 0 | 0 | 0 | 0 | 0 | 0 | 0 | 0 | 0 | 0 | 0 | 0 | 0 | 0 | 0 | 0 | 0 | 0 | 0 | 0 | 0 | 0 | 0 | 0 | 0 | 0 | 0 | 0 | 0 | 0 | 0 | 0 | 0 | 0 | 0 | 0 | 0 | 0 | 0 | 0 | 0 | 0 | 0 | 0 | 0 | 0 | 0 | 0 | 0 | 0 | 0 | 0 | 0 | 0 | 0 | 0 | 0 | 0 | 0 | 0 | 0 | 0 | 0 | 0 | 0 | 0 | 0 | 0 | 0 | 0 | 0 | 0 | 0 | 0 | 0 | 0 | 0 | 0 | 0 | 0 | 0 | 0 | 0 | 0 | 0 | 0 | 0 | 0 | 0 | 0 | 0 | #DIV/0! | #DIV/0! | #DIV/0! | #N/A | 0 | 0 | 0 | 74.3311 | 0 | 0 | 0 | 39.4361 | 0 | 0 | 0 | 19.7181 | 0 | 0 | 0 | 9.859 | 0 | 0 | 0 | 4.9295 | 0 | 0 | 0 | 3.9436 | #DIV/0! | #DIV/0! | #DIV/0! | #VALUE! | 0 | 0 | 0 | 0 | 0 | 0 | 0 | 0 | 0 | 0 | 0 | 0 | 0 | 0 | 0 | 0 | 0 | 0 | 0 | 0 | 0 | 0 | 0 | 0 | 0 | 0 | 0 | 0 | 0 | 0 | 0 | 0 | 0 | 0 | 0 | 0 | 0 | 0 | 0 | 0 | 0 | 0 | 0 | 0 | 0 | 0 | 0 | 0 | 0 | 0 | 0 | 0 | 0 | 0 | 0 | 0 | 0 | 0 | 0 | 0 | 0 | 0 | 0 | 0 | 0 | 0 | 0 | 0 | #REF! | #REF! | #REF!
10 | 16 |  | 16 |  |  | Plant Reports | 0 | 0 | 0 | 0 | 0 | 0 | 0 | 0 | 0 | 0 | 0 | 0 | 0 | 0 | 0 | 0 | 0 | 0 | 0 | 0 | 0 | 0 | 0 | 0 | 0 | 0 | 0 | 0 | 0 | 0 | 0 | 0 | 0 | 0 | 0 | 0 | 0 | 0 | 0 | 0 | 0 | 0 | 0 | 0 | 0 | 0 | 0 | 0 | 0 | 0 | 0 | 0 | 0 | 0 | 0 | 0 | 0 | 0 | 0 | 0 | 0 | 0 | 0 | 0 | 0 | 0 | 0 | 0 | 0 | 0 | 0 | 0 | 0 | 0 | 0 | 0 | 0 | 0 | 0 | 0 | 0 | 0 | 0 | 0 | 0 | 0 | 0 | 0 | 0 | 0 | 0 | 0 | 0 | 0 | 0 | 0 | #DIV/0! | #DIV/0! | #DIV/0! | #N/A | 0 | 0 | 0 | 12.3514 | 0 | 0 | 0 | 12.3547 | 0 | 0 | 0 | 12.3547 | 0 | 0 | 0 | 12.3547 | 0 | 0 | 0 | 12.3547 | 0 | 0 | 0 | 12.3547 | #DIV/0! | #DIV/0! | #DIV/0! | #VALUE! | 0 | 0 | 0 | 0 | 0 | 0 | 0 | 0 | 0 | 0 | 0 | 0 | 0 | 0 | 0 | 0 | 0 | 0 | 0 | 0 | 0 | 0 | 0 | 0 | 0 | 0 | 0 | 0 | 0 | 0 | 0 | 0 | 0 | 0 | 0 | 0 | 0 | 0 | 0 | 0 | 0 | 0 | 0 | 0 | 0 | 0 | 0 | 0 | 0 | 0 | 0 | 0 | 0 | 0 | 0 | 0 | 0 | 0 | 0 | 0 | 0 | 0 | 0 | 0 | 0 | 0 | 0 | 0 | #REF! | #REF! | #REF!
10 | 17 |  | 17 |  |  | Community Outreach and Education | 0 | 0 | 0 | 0 | 0 | 0 | 0 | 0 | 0 | 0 | 0 | 0 | 0 | 0 | 0 | 0 | 0 | 0 | 0 | 0 | 0 | 0 | 0 | 0 | 0 | 0 | 0 | 0 | 0 | 0 | 0 | 0 | 0 | 0 | 0 | 0 | 0 | 0 | 0 | 0 | 0 | 0 | 0 | 0 | 0 | 0 | 0 | 0 | 0 | 0 | 0 | 0 | 0 | 0 | 0 | 0 | 0 | 0 | 0 | 0 | 0 | 0 | 0 | 0 | 0 | 0 | 0 | 0 | 0 | 0 | 0 | 0 | 0 | 0 | 0 | 0 | 0 | 0 | 0 | 0 | 0 | 0 | 0 | 0 | 0 | 0 | 0 | 0 | 0 | 0 | 0 | 0 | 0 | 0 | 0 | 0 | #DIV/0! | #DIV/0! | #DIV/0! | #N/A | 0 | 0 | 0 | 0 | 0 | 0 | 0 | 0 | 0 | 0 | 0 | 0 | 0 | 0 | 0 | 0 | 0 | 0 | 0 | 0 | 0 | 0 | 0 | 0 | #DIV/0! | #DIV/0! | #DIV/0! | #VALUE! | 0 | 0 | 0 | 0 | 0 | 0 | 0 | 0 | 0 | 0 | 0 | 0 | 0 | 0 | 0 | 0 | 0 | 0 | 0 | 0 | 0 | 0 | 0 | 0 | 0 | 0 | 0 | 0 | 0 | 0 | 0 | 0 | 0 | 0 | 0 | 0 | 0 | 0 | 0 | 0 | 0 | 0 | 0 | 0 | 0 | 0 | 0 | 0 | 0 | 0 | 0 | 0 | 0 | 0 | 0 | 0 | 0 | 0 | 0 | 0 | 0 | 0 | 0 | 0 | 0 | 0 | 0 | 0 | #REF! | #REF! | #REF!
10 | 18 |  | 18 |  |  | Other Pre-Construction Costs | 0 | 0 | 0 | 87.7011 | 0 | 0 | 0 | 27.2585 | 0 | 0 | 0 | 87.7011 | 0 | 0 | 0 | 27.2585 | 0 | 0 | 0 | 150.2684 | 0 | 0 | 0 | 46.705 | 0 | 0 | 0 | 150.2684 | 0 | 0 | 0 | 46.705 | 0 | 0 | 0 | 0 | 0 | 0 | 0 | 0 | 0 | 0 | 0 | 0 | 0 | 0 | 0 | 0 | 0 | 0 | 0 | 0 | 0 | 0 | 0 | 0 | 0 | 0 | 0 | 0 | 0 | 0 | 0 | 0 | 0 | 0 | 0 | 0 | 0 | 0 | 0 | 0 | 0 | 0 | 0 | 0 | 0 | 0 | 0 | 0 | 0 | 0 | 0 | 0 | 0 | 0 | 0 | 0 | 0 | 0 | 0 | 0 | 0 | 0 | 0 | 0 | #DIV/0! | #DIV/0! | #DIV/0! | #N/A | 0 | 0 | 0 | 74.3311 | 0 | 0 | 0 | 39.4361 | 0 | 0 | 0 | 19.7181 | 0 | 0 | 0 | 9.859 | 0 | 0 | 0 | 4.9295 | 0 | 0 | 0 | 3.9436 | #DIV/0! | #DIV/0! | #DIV/0! | #VALUE! | 0 | 0 | 0 | 0 | 0 | 0 | 0 | 0 | 0 | 0 | 0 | 0 | 0 | 0 | 0 | 0 | 0 | 0 | 0 | 0 | 0 | 0 | 0 | 0 | 0 | 0 | 0 | 0 | 0 | 0 | 0 | 0 | 0 | 0 | 0 | 0 | 0 | 0 | 0 | 0 | 0 | 0 | 0 | 0 | 0 | 0 | 0 | 0 | 0 | 0 | 0 | 0 | 0 | 0 | 0 | 0 | 0 | 0 | 0 | 0 | 0 | 0 | 0 | 0 | 0 | 0 | 0 | 0 | #REF! | #REF! | #REF!
10 | 19 |  | 19 |  |  | Contingency on Pre-Construction Costs | 0 | 0 | 0 | 0 | 0 | 0 | 0 | 0 | 0 | 0 | 0 | 0 | 0 | 0 | 0 | 0 | 0 | 0 | 0 | 0 | 0 | 0 | 0 | 0 | 0 | 0 | 0 | 0 | 0 | 0 | 0 | 0 | 0 | 0 | 0 | 0 | 0 | 0 | 0 | 0 | 0 | 0 | 0 | 0 | 0 | 0 | 0 | 0 | 0 | 0 | 0 | 0 | 0 | 0 | 0 | 0 | 0 | 0 | 0 | 0 | 0 | 0 | 0 | 0 | 0 | 0 | 0 | 0 | 0 | 0 | 0 | 0 | 0 | 0 | 0 | 0 | 0 | 0 | 0 | 0 | 0 | 0 | 0 | 0 | 0 | 0 | 0 | 0 | 0 | 0 | 0 | 0 | 0 | 0 | 0 | 0 | #DIV/0! | #DIV/0! | #DIV/0! | #N/A | 0 | 0 | 0 | 76.6928 | 0 | 0 | 0 | 49.1376 | 0 | 0 | 0 | 33.5785 | 0 | 0 | 0 | 25.8105 | 0 | 0 | 0 | 21.9233 | 0 | 0 | 0 | 21.1479 | #DIV/0! | #DIV/0! | #DIV/0! | #VALUE! | 0 | 0 | 0 | 0 | 0 | 0 | 0 | 0 | 0 | 0 | 0 | 0 | 0 | 0 | 0 | 0 | 0 | 0 | 0 | 0 | 0 | 0 | 0 | 0 | 0 | 0 | 0 | 0 | 0 | 0 | 0 | 0 | 0 | 0 | 0 | 0 | 0 | 0 | 0 | 0 | 0 | 0 | 0 | 0 | 0 | 0 | 0 | 0 | 0 | 0 | 0 | 0 | 0 | 0 | 0 | 0 | 0 | 0 | 0 | 0 | 0 | 0 | 0 | 0 | 0 | 0 | 0 | 0 | #REF! | #REF! | #REF!
20 | 20 | 20 |  |  |  | Capitalized Direct Costs | 0 | 0 | 0 | 4116.9409 | 0 | 0 | 0 | 3368.4091 | 0 | 0 | 0 | 6633.3334 | 0 | 0 | 0 | 5590.3736 | 0 | 0 | 0 | 4763.872 | 0 | 0 | 0 | 3843.6823 | 0 | 0 | 0 | 8299.4929 | 0 | 0 | 0 | 6988.5198 | 0 | 0 | 0 | 4402.203 | 0 | 0 | 0 | 2530.4002 | 0 | 0 | 0 | 12340.0337 | 0 | 0 | 0 | 6239.3429 | 0 | 0 | 0 | 9738.6569 | 0 | 0 | 0 | 4704.2665 | 0 | 0 | 0 | 3311.3136 | 0 | 0 | 0 | 2523.2601 | 0 | 0 | 0 | 3044.8152 | 0 | 0 | 0 | 1893.6835 | 0 | 0 | 0 | 2833.8759 | 0 | 0 | 0 | 3186.1538 | 0 | 0 | 0 | 5431.8342 | 0 | 0 | 0 | 6291.9071 | 0 | 0 | 0 | 2159.3972 | 0 | 0 | 0 | 2578.9158 | #DIV/0! | #DIV/0! | #DIV/0! | #N/A | 0 | 0 | 0 | 3942.4904 | 0 | 0 | 0 | 3395.3085 | 0 | 0 | 0 | 3036.3283 | 0 | 0 | 0 | 2826.3668 | 0 | 0 | 0 | 2666.3995 | 0 | 0 | 0 | 2623.5583 | #DIV/0! | #DIV/0! | #DIV/0! | #VALUE! | 0 | 0 | 0 | 3318.5707 | 0 | 0 | 0 | 4204.1586 | 0 | 0 | 0 | 2383.0095 | 0 | 0 | 0 | 2383.0095 | 0 | 0 | 0 | 964.8833 | 0 | 0 | 0 | 903.3331 | 0 | 0 | 0 | 852.7185 | 0 | 0 | 0 | 1642.2262 | 0 | 0 | 0 | 3532.4245 | 0 | 0 | 0 | 3245.2576 | 0 | 0 | 0 | 3075.8019 | 0 | 0 | 0 | 3398.5922 | 0 | 0 | 0 | 3542.0199 | 0 | 0 | 0 | 3326.906 | 0 | 0 | 0 | 2812.5235 | 0 | 0 | 0 | 2563.769 | 0 | 0 | 0 | 2393.9506 | #REF! | #REF! | #REF!
20 | 21 |  | 21 |  |  | Structures and Improvements | 0 | 0 | 0 | 646.4586 | 0 | 0 | 0 | 459 | 0 | 0 | 0 | 1030.6368 | 0 | 0 | 0 | 731.7483 | 0 | 0 | 0 | 846.0039 | 0 | 0 | 0 | 600.6675 | 0 | 0 | 0 | 1348.7556 | 0 | 0 | 0 | 957.5917 | 0 | 0 | 0 | 1490.5097 | 0 | 0 | 0 | 860.7982 | 0 | 0 | 0 | 3743.6057 | 0 | 0 | 0 | 2160.6613 | 0 | 0 | 0 | 990.3719 | 0 | 0 | 0 | 618.9824 | 0 | 0 | 0 | 828.9031 | 0 | 0 | 0 | 547.1415 | 0 | 0 | 0 | 719.6734 | 0 | 0 | 0 | 540.2361 | 0 | 0 | 0 | 742.4269 | 0 | 0 | 0 | 1097.6219 | 0 | 0 | 0 | 609.1777 | 0 | 0 | 0 | 585.7478 | 0 | 0 | 0 | 808.7893 | 0 | 0 | 0 | 1093.065 | #DIV/0! | #DIV/0! | #DIV/0! | #N/A | 0 | 0 | 0 | 551.1043 | 0 | 0 | 0 | 357.4559 | 0 | 0 | 0 | 253.5846 | 0 | 0 | 0 | 206.1804 | 0 | 0 | 0 | 181.2296 | 0 | 0 | 0 | 177.0318 | #DIV/0! | #DIV/0! | #DIV/0! | #VALUE! | 0 | 0 | 0 | 1125.056 | 0 | 0 | 0 | 1132.8755 | 0 | 0 | 0 | 452.4356 | 0 | 0 | 0 | 452.4356 | 0 | 0 | 0 | 205.9172 | 0 | 0 | 0 | 199.2957 | 0 | 0 | 0 | 190.198 | 0 | 0 | 0 | 356.0933 | 0 | 0 | 0 | 817.7102 | 0 | 0 | 0 | 778.6283 | 0 | 0 | 0 | 750.6773 | 0 | 0 | 0 | 757.6519 | 0 | 0 | 0 | 721.7013 | 0 | 0 | 0 | 699.061 | 0 | 0 | 0 | 594.7788 | 0 | 0 | 0 | 564.1707 | 0 | 0 | 0 | 543.7471 | #REF! | #REF! | #REF!
20 | 211 |  |  | 211 |  | Site Preparation/Yard Work | 0 | 0 | 0 | 0 | 0 | 0 | 0 | 0 | 0 | 0 | 0 | 0 | 0 | 0 | 0 | 0 | 0 | 0 | 0 | 0 | 0 | 0 | 0 | 0 | 0 | 0 | 0 | 0 | 0 | 0 | 0 | 0 | 0 | 0 | 0 | 0 | 0 | 0 | 0 | 0 | 0 | 0 | 0 | 0 | 0 | 0 | 0 | 0 | 0 | 0 | 0 | 0 | 0 | 0 | 0 | 0 | 0 | 0 | 0 | 90.7071 | 0 | 0 | 0 | 69.7151 | 0 | 0 | 0 | 83.3282 | 0 | 0 | 0 | 71.5242 | 0 | 0 | 0 | 57.4999 | 0 | 0 | 0 | 0 | 0 | 0 | 0 | 0 | 0 | 0 | 0 | 0 | 0 | 0 | 0 | 58.3226 | 0 | 0 | 0 | 70.713 | #DIV/0! | #DIV/0! | #DIV/0! | #N/A | 0 | 0 | 0 | 0 | 0 | 0 | 0 | 0 | 0 | 0 | 0 | 0 | 0 | 0 | 0 | 0 | 0 | 0 | 0 | 0 | 0 | 0 | 0 | 0 | #DIV/0! | #DIV/0! | #DIV/0! | #VALUE! | 0 | 0 | 0 | 0 | 0 | 0 | 0 | 239.8133 | 0 | 0 | 0 | 62.2819 | 0 | 0 | 0 | 62.2819 | 0 | 0 | 0 | 17.3103 | 0 | 0 | 0 | 16.9262 | 0 | 0 | 0 | 16.5406 | 0 | 0 | 0 | 32.9601 | 0 | 0 | 0 | 27.6614 | 0 | 0 | 0 | 27.3201 | 0 | 0 | 0 | 26.7202 | 0 | 0 | 0 | 22.5685 | 0 | 0 | 0 | 22.2932 | 0 | 0 | 0 | 21.868 | 0 | 0 | 0 | 13.7104 | 0 | 0 | 0 | 13.5287 | 0 | 0 | 0 | 13.2478 | #REF! | #REF! | #REF!
20 | 212 |  |  | 212 |  | Reactor Island Civil Structures | 0 | 0 | 0 | 0 | 0 | 0 | 0 | 0 | 0 | 0 | 0 | 0 | 0 | 0 | 0 | 0 | 0 | 0 | 0 | 0 | 0 | 0 | 0 | 0 | 0 | 0 | 0 | 0 | 0 | 0 | 0 | 0 | 0 | 0 | 0 | 0 | 0 | 0 | 0 | 0 | 0 | 0 | 0 | 0 | 0 | 0 | 0 | 0 | 0 | 0 | 0 | 0 | 0 | 0 | 0 | 0 | 0 | 0 | 0 | 284.8348 | 0 | 0 | 0 | 183.5949 | 0 | 0 | 0 | 223.0493 | 0 | 0 | 0 | 176.5372 | 0 | 0 | 0 | 466.1805 | 0 | 0 | 0 | 0 | 0 | 0 | 0 | 0 | 0 | 0 | 0 | 0 | 0 | 0 | 0 | 363.013 | 0 | 0 | 0 | 725.7312 | #DIV/0! | #DIV/0! | #DIV/0! | #N/A | 0 | 0 | 0 | 0 | 0 | 0 | 0 | 0 | 0 | 0 | 0 | 0 | 0 | 0 | 0 | 0 | 0 | 0 | 0 | 0 | 0 | 0 | 0 | 0 | #DIV/0! | #DIV/0! | #DIV/0! | #VALUE! | 0 | 0 | 0 | 0 | 0 | 0 | 0 | 544.6472 | 0 | 0 | 0 | 133.606 | 0 | 0 | 0 | 133.606 | 0 | 0 | 0 | 94.2045 | 0 | 0 | 0 | 91.9884 | 0 | 0 | 0 | 87.9833 | 0 | 0 | 0 | 175.9547 | 0 | 0 | 0 | 446.0112 | 0 | 0 | 0 | 431.3979 | 0 | 0 | 0 | 423.7402 | 0 | 0 | 0 | 424.3714 | 0 | 0 | 0 | 409.8598 | 0 | 0 | 0 | 403.3111 | 0 | 0 | 0 | 362.8913 | 0 | 0 | 0 | 350.8745 | 0 | 0 | 0 | 345.3652 | #REF! | #REF! | #REF!
20 | 213 |  |  | 213 |  | Main Function Buildings | 0 | 0 | 0 | 0 | 0 | 0 | 0 | 0 | 0 | 0 | 0 | 0 | 0 | 0 | 0 | 0 | 0 | 0 | 0 | 0 | 0 | 0 | 0 | 0 | 0 | 0 | 0 | 0 | 0 | 0 | 0 | 0 | 0 | 0 | 0 | 0 | 0 | 0 | 0 | 0 | 0 | 0 | 0 | 0 | 0 | 0 | 0 | 0 | 0 | 0 | 0 | 0 | 0 | 0 | 0 | 0 | 0 | 0 | 0 | 226.413 | 0 | 0 | 0 | 138.3348 | 0 | 0 | 0 | 135.6994 | 0 | 0 | 0 | 138.1971 | 0 | 0 | 0 | 134.9892 | 0 | 0 | 0 | 0 | 0 | 0 | 0 | 0 | 0 | 0 | 0 | 0 | 0 | 0 | 0 | 235.278 | 0 | 0 | 0 | 169.3667 | #DIV/0! | #DIV/0! | #DIV/0! | #N/A | 0 | 0 | 0 | 0 | 0 | 0 | 0 | 0 | 0 | 0 | 0 | 0 | 0 | 0 | 0 | 0 | 0 | 0 | 0 | 0 | 0 | 0 | 0 | 0 | #DIV/0! | #DIV/0! | #DIV/0! | #VALUE! | 0 | 0 | 0 | 0 | 0 | 0 | 0 | 82.948 | 0 | 0 | 0 | 122.1094 | 0 | 0 | 0 | 122.1094 | 0 | 0 | 0 | 16.1078 | 0 | 0 | 0 | 15.1741 | 0 | 0 | 0 | 14.849 | 0 | 0 | 0 | 29.6951 | 0 | 0 | 0 | 92.6886 | 0 | 0 | 0 | 90.2306 | 0 | 0 | 0 | 88.9759 | 0 | 0 | 0 | 74.1756 | 0 | 0 | 0 | 72.232 | 0 | 0 | 0 | 71.3555 | 0 | 0 | 0 | 7.3981 | 0 | 0 | 0 | 7.3222 | 0 | 0 | 0 | 7.2043 | #REF! | #REF! | #REF!
20 | 213.1 |  |  |  | 213.1 | Energy Conversion Building | 0 | 0 | 0 | 0 | 0 | 0 | 0 | 0 | 0 | 0 | 0 | 0 | 0 | 0 | 0 | 0 | 0 | 0 | 0 | 0 | 0 | 0 | 0 | 0 | 0 | 0 | 0 | 0 | 0 | 0 | 0 | 0 | 0 | 0 | 0 | 0 | 0 | 0 | 0 | 0 | 0 | 0 | 0 | 0 | 0 | 0 | 0 | 0 | 0 | 0 | 0 | 0 | 0 | 0 | 0 | 0 | 0 | 0 | 0 | 105.6429 | 0 | 0 | 0 | 64.582 | 0 | 0 | 0 | 79.0312 | 0 | 0 | 0 | 66.9939 | 0 | 0 | 0 | 79.0277 | 0 | 0 | 0 | 0 | 0 | 0 | 0 | 0 | 0 | 0 | 0 | 0 | 0 | 0 | 0 | 91.0434 | 0 | 0 | 0 | 87.6543 | #DIV/0! | #DIV/0! | #DIV/0! | #N/A | 0 | 0 | 0 | 0 | 0 | 0 | 0 | 0 | 0 | 0 | 0 | 0 | 0 | 0 | 0 | 0 | 0 | 0 | 0 | 0 | 0 | 0 | 0 | 0 | #DIV/0! | #DIV/0! | #DIV/0! | #VALUE! | 0 | 0 | 0 | 0 | 0 | 0 | 0 | 82.948 | 0 | 0 | 0 | 63.3706 | 0 | 0 | 0 | 63.3706 | 0 | 0 | 0 | 16.1078 | 0 | 0 | 0 | 15.1741 | 0 | 0 | 0 | 14.849 | 0 | 0 | 0 | 29.6951 | 0 | 0 | 0 | 92.6886 | 0 | 0 | 0 | 90.2306 | 0 | 0 | 0 | 88.9759 | 0 | 0 | 0 | 74.1756 | 0 | 0 | 0 | 72.232 | 0 | 0 | 0 | 71.3555 | 0 | 0 | 0 | 7.3981 | 0 | 0 | 0 | 7.3222 | 0 | 0 | 0 | 7.2043 | #REF! | #REF! | #REF!
20 | 213.2 |  |  |  | 213.2 | Control Building | 0 | 0 | 0 | 0 | 0 | 0 | 0 | 0 | 0 | 0 | 0 | 0 | 0 | 0 | 0 | 0 | 0 | 0 | 0 | 0 | 0 | 0 | 0 | 0 | 0 | 0 | 0 | 0 | 0 | 0 | 0 | 0 | 0 | 0 | 0 | 0 | 0 | 0 | 0 | 0 | 0 | 0 | 0 | 0 | 0 | 0 | 0 | 0 | 0 | 0 | 0 | 0 | 0 | 0 | 0 | 0 | 0 | 0 | 0 | 86.6591 | 0 | 0 | 0 | 50.7337 | 0 | 0 | 0 | 0.46803 | 0 | 0 | 0 | 48.9617 | 0 | 0 | 0 | 0 | 0 | 0 | 0 | 0 | 0 | 0 | 0 | 0 | 0 | 0 | 0 | 0 | 0 | 0 | 0 | 123.1235 | 0 | 0 | 0 | 80.2878 | #DIV/0! | #DIV/0! | #DIV/0! | #N/A | 0 | 0 | 0 | 0 | 0 | 0 | 0 | 0 | 0 | 0 | 0 | 0 | 0 | 0 | 0 | 0 | 0 | 0 | 0 | 0 | 0 | 0 | 0 | 0 | #DIV/0! | #DIV/0! | #DIV/0! | #VALUE! | 0 | 0 | 0 | 0 | 0 | 0 | 0 | 0 | 0 | 0 | 0 | 38.8376 | 0 | 0 | 0 | 38.8376 | 0 | 0 | 0 | 0 | 0 | 0 | 0 | 0 | 0 | 0 | 0 | 0 | 0 | 0 | 0 | 0 | 0 | 0 | 0 | 0 | 0 | 0 | 0 | 0 | 0 | 0 | 0 | 0 | 0 | 0 | 0 | 0 | 0 | 0 | 0 | 0 | 0 | 0 | 0 | 0 | 0 | 0 | 0 | 0 | 0 | 0 | 0 | 0 | 0 | 0 | 0 | 0 | #REF! | #REF! | #REF!
20 | 213.3 |  |  |  | 213.3 | Pipe Tunnels | 0 | 0 | 0 | 0 | 0 | 0 | 0 | 0 | 0 | 0 | 0 | 0 | 0 | 0 | 0 | 0 | 0 | 0 | 0 | 0 | 0 | 0 | 0 | 0 | 0 | 0 | 0 | 0 | 0 | 0 | 0 | 0 | 0 | 0 | 0 | 0 | 0 | 0 | 0 | 0 | 0 | 0 | 0 | 0 | 0 | 0 | 0 | 0 | 0 | 0 | 0 | 0 | 0 | 0 | 0 | 0 | 0 | 0 | 0 | 33.8707 | 0 | 0 | 0 | 22.8301 | 0 | 0 | 0 | 55.9754 | 0 | 0 | 0 | 22.0598 | 0 | 0 | 0 | 55.9614 | 0 | 0 | 0 | 0 | 0 | 0 | 0 | 0 | 0 | 0 | 0 | 0 | 0 | 0 | 0 | 20.962 | 0 | 0 | 0 | 1.1354 | #DIV/0! | #DIV/0! | #DIV/0! | #N/A | 0 | 0 | 0 | 0 | 0 | 0 | 0 | 0 | 0 | 0 | 0 | 0 | 0 | 0 | 0 | 0 | 0 | 0 | 0 | 0 | 0 | 0 | 0 | 0 | #DIV/0! | #DIV/0! | #DIV/0! | #VALUE! | 0 | 0 | 0 | 0 | 0 | 0 | 0 | 0 | 0 | 0 | 0 | 19.7377 | 0 | 0 | 0 | 19.7377 | 0 | 0 | 0 | 0 | 0 | 0 | 0 | 0 | 0 | 0 | 0 | 0 | 0 | 0 | 0 | 0 | 0 | 0 | 0 | 0 | 0 | 0 | 0 | 0 | 0 | 0 | 0 | 0 | 0 | 0 | 0 | 0 | 0 | 0 | 0 | 0 | 0 | 0 | 0 | 0 | 0 | 0 | 0 | 0 | 0 | 0 | 0 | 0 | 0 | 0 | 0 | 0 | #REF! | #REF! | #REF!
20 | 213.4 |  |  |  | 213.4 | Electrical Tunnels | 0 | 0 | 0 | 0 | 0 | 0 | 0 | 0 | 0 | 0 | 0 | 0 | 0 | 0 | 0 | 0 | 0 | 0 | 0 | 0 | 0 | 0 | 0 | 0 | 0 | 0 | 0 | 0 | 0 | 0 | 0 | 0 | 0 | 0 | 0 | 0 | 0 | 0 | 0 | 0 | 0 | 0 | 0 | 0 | 0 | 0 | 0 | 0 | 0 | 0 | 0 | 0 | 0 | 0 | 0 | 0 | 0 | 0 | 0 | 0.24027 | 0 | 0 | 0 | 0.18904 | 0 | 0 | 0 | 0.22473 | 0 | 0 | 0 | 0.18182 | 0 | 0 | 0 | 0 | 0 | 0 | 0 | 0 | 0 | 0 | 0 | 0 | 0 | 0 | 0 | 0 | 0 | 0 | 0 | 0.1491 | 0 | 0 | 0 | 0.28911 | #DIV/0! | #DIV/0! | #DIV/0! | #N/A | 0 | 0 | 0 | 0 | 0 | 0 | 0 | 0 | 0 | 0 | 0 | 0 | 0 | 0 | 0 | 0 | 0 | 0 | 0 | 0 | 0 | 0 | 0 | 0 | #DIV/0! | #DIV/0! | #DIV/0! | #VALUE! | 0 | 0 | 0 | 0 | 0 | 0 | 0 | 0 | 0 | 0 | 0 | 0.16343 | 0 | 0 | 0 | 0.16343 | 0 | 0 | 0 | 0 | 0 | 0 | 0 | 0 | 0 | 0 | 0 | 0 | 0 | 0 | 0 | 0 | 0 | 0 | 0 | 0 | 0 | 0 | 0 | 0 | 0 | 0 | 0 | 0 | 0 | 0 | 0 | 0 | 0 | 0 | 0 | 0 | 0 | 0 | 0 | 0 | 0 | 0 | 0 | 0 | 0 | 0 | 0 | 0 | 0 | 0 | 0 | 0 | #REF! | #REF! | #REF!
20 | 214 |  |  | 214 |  | Buildings to Support Main Function | 0 | 0 | 0 | 0 | 0 | 0 | 0 | 0 | 0 | 0 | 0 | 0 | 0 | 0 | 0 | 0 | 0 | 0 | 0 | 0 | 0 | 0 | 0 | 0 | 0 | 0 | 0 | 0 | 0 | 0 | 0 | 0 | 0 | 0 | 0 | 0 | 0 | 0 | 0 | 0 | 0 | 0 | 0 | 0 | 0 | 0 | 0 | 0 | 0 | 0 | 0 | 0 | 0 | 0 | 0 | 0 | 0 | 0 | 0 | 127.9886 | 0 | 0 | 0 | 90.8792 | 0 | 0 | 0 | 245.269 | 0 | 0 | 0 | 91.5121 | 0 | 0 | 0 | 55.6026 | 0 | 0 | 0 | 0 | 0 | 0 | 0 | 0 | 0 | 0 | 0 | 0 | 0 | 0 | 0 | 50.265 | 0 | 0 | 0 | 54.2316 | #DIV/0! | #DIV/0! | #DIV/0! | #N/A | 0 | 0 | 0 | 0 | 0 | 0 | 0 | 0 | 0 | 0 | 0 | 0 | 0 | 0 | 0 | 0 | 0 | 0 | 0 | 0 | 0 | 0 | 0 | 0 | #DIV/0! | #DIV/0! | #DIV/0! | #VALUE! | 0 | 0 | 0 | 0 | 0 | 0 | 0 | 41.7081 | 0 | 0 | 0 | 48.7197 | 0 | 0 | 0 | 48.7197 | 0 | 0 | 0 | 58.95 | 0 | 0 | 0 | 56.2937 | 0 | 0 | 0 | 52.3654 | 0 | 0 | 0 | 85.6475 | 0 | 0 | 0 | 221.4668 | 0 | 0 | 0 | 200.0671 | 0 | 0 | 0 | 182.1041 | 0 | 0 | 0 | 210.8546 | 0 | 0 | 0 | 191.8662 | 0 | 0 | 0 | 177.4359 | 0 | 0 | 0 | 187.8986 | 0 | 0 | 0 | 169.7628 | 0 | 0 | 0 | 155.5386 | #REF! | #REF! | #REF!
20 | 214.1 |  |  |  | 214.1 | Spent Fuel Management Building | 0 | 0 | 0 | 0 | 0 | 0 | 0 | 0 | 0 | 0 | 0 | 0 | 0 | 0 | 0 | 0 | 0 | 0 | 0 | 0 | 0 | 0 | 0 | 0 | 0 | 0 | 0 | 0 | 0 | 0 | 0 | 0 | 0 | 0 | 0 | 0 | 0 | 0 | 0 | 0 | 0 | 0 | 0 | 0 | 0 | 0 | 0 | 0 | 0 | 0 | 0 | 0 | 0 | 0 | 0 | 0 | 0 | 0 | 0 | 36.3489 | 0 | 0 | 0 | 27.5572 | 0 | 0 | 0 | 0 | 0 | 0 | 0 | 26.7897 | 0 | 0 | 0 | 0 | 0 | 0 | 0 | 0 | 0 | 0 | 0 | 0 | 0 | 0 | 0 | 0 | 0 | 0 | 0 | 29.9609 | 0 | 0 | 0 | 44.0341 | #DIV/0! | #DIV/0! | #DIV/0! | #N/A | 0 | 0 | 0 | 0 | 0 | 0 | 0 | 0 | 0 | 0 | 0 | 0 | 0 | 0 | 0 | 0 | 0 | 0 | 0 | 0 | 0 | 0 | 0 | 0 | #DIV/0! | #DIV/0! | #DIV/0! | #VALUE! | 0 | 0 | 0 | 0 | 0 | 0 | 0 | 0 | 0 | 0 | 0 | 0 | 0 | 0 | 0 | 0 | 0 | 0 | 0 | 0 | 0 | 0 | 0 | 0 | 0 | 0 | 0 | 0 | 0 | 0 | 0 | 0 | 0 | 0 | 0 | 0 | 0 | 0 | 0 | 0 | 0 | 0 | 0 | 0 | 0 | 0 | 0 | 0 | 0 | 0 | 0 | 0 | 0 | 0 | 0 | 0 | 0 | 0 | 0 | 0 | 0 | 0 | 0 | 0 | 0 | 0 | 0 | 0 | #REF! | #REF! | #REF!
20 | 214.2 |  |  |  | 214.2 | Balance of Plant Service Building | 0 | 0 | 0 | 0 | 0 | 0 | 0 | 0 | 0 | 0 | 0 | 0 | 0 | 0 | 0 | 0 | 0 | 0 | 0 | 0 | 0 | 0 | 0 | 0 | 0 | 0 | 0 | 0 | 0 | 0 | 0 | 0 | 0 | 0 | 0 | 0 | 0 | 0 | 0 | 0 | 0 | 0 | 0 | 0 | 0 | 0 | 0 | 0 | 0 | 0 | 0 | 0 | 0 | 0 | 0 | 0 | 0 | 0 | 0 | 0 | 0 | 0 | 0 | 0 | 0 | 0 | 0 | 0 | 0 | 0 | 0 | 0 | 0 | 0 | 0 | 0 | 0 | 0 | 0 | 0 | 0 | 0 | 0 | 0 | 0 | 0 | 0 | 0 | 0 | 0 | 0 | 0 | 0 | 0 | 0 | 0 | #DIV/0! | #DIV/0! | #DIV/0! | #N/A | 0 | 0 | 0 | 0 | 0 | 0 | 0 | 0 | 0 | 0 | 0 | 0 | 0 | 0 | 0 | 0 | 0 | 0 | 0 | 0 | 0 | 0 | 0 | 0 | #DIV/0! | #DIV/0! | #DIV/0! | #VALUE! | 0 | 0 | 0 | 0 | 0 | 0 | 0 | 0 | 0 | 0 | 0 | 0 | 0 | 0 | 0 | 0 | 0 | 0 | 0 | 35.8159 | 0 | 0 | 0 | 33.5717 | 0 | 0 | 0 | 30.1856 | 0 | 0 | 0 | 42.7994 | 0 | 0 | 0 | 220.8981 | 0 | 0 | 0 | 199.5052 | 0 | 0 | 0 | 181.5541 | 0 | 0 | 0 | 210.3663 | 0 | 0 | 0 | 191.3838 | 0 | 0 | 0 | 176.9626 | 0 | 0 | 0 | 187.4457 | 0 | 0 | 0 | 169.3153 | 0 | 0 | 0 | 155.0996 | #REF! | #REF! | #REF!
20 | 214.3 |  |  |  | 214.3 | Wastewater Treatment Building | 0 | 0 | 0 | 0 | 0 | 0 | 0 | 0 | 0 | 0 | 0 | 0 | 0 | 0 | 0 | 0 | 0 | 0 | 0 | 0 | 0 | 0 | 0 | 0 | 0 | 0 | 0 | 0 | 0 | 0 | 0 | 0 | 0 | 0 | 0 | 0 | 0 | 0 | 0 | 0 | 0 | 0 | 0 | 0 | 0 | 0 | 0 | 0 | 0 | 0 | 0 | 0 | 0 | 0 | 0 | 0 | 0 | 0 | 0 | 2.5436 | 0 | 0 | 0 | 2.1403 | 0 | 0 | 0 | 4.0375 | 0 | 0 | 0 | 2.0717 | 0 | 0 | 0 | 4.0392 | 0 | 0 | 0 | 0 | 0 | 0 | 0 | 0 | 0 | 0 | 0 | 0 | 0 | 0 | 0 | 1.5065 | 0 | 0 | 0 | 0 | #DIV/0! | #DIV/0! | #DIV/0! | #N/A | 0 | 0 | 0 | 0 | 0 | 0 | 0 | 0 | 0 | 0 | 0 | 0 | 0 | 0 | 0 | 0 | 0 | 0 | 0 | 0 | 0 | 0 | 0 | 0 | #DIV/0! | #DIV/0! | #DIV/0! | #VALUE! | 0 | 0 | 0 | 0 | 0 | 0 | 0 | 0 | 0 | 0 | 0 | 1.8504 | 0 | 0 | 0 | 1.8504 | 0 | 0 | 0 | 0 | 0 | 0 | 0 | 0 | 0 | 0 | 0 | 0 | 0 | 0 | 0 | 0 | 0 | 0 | 0 | 0 | 0 | 0 | 0 | 0 | 0 | 0 | 0 | 0 | 0 | 0 | 0 | 0 | 0 | 0 | 0 | 0 | 0 | 0 | 0 | 0 | 0 | 0 | 0 | 0 | 0 | 0 | 0 | 0 | 0 | 0 | 0 | 0 | #REF! | #REF! | #REF!
20 | 214.4 |  |  |  | 214.4 | Maintenance Shops | 0 | 0 | 0 | 0 | 0 | 0 | 0 | 0 | 0 | 0 | 0 | 0 | 0 | 0 | 0 | 0 | 0 | 0 | 0 | 0 | 0 | 0 | 0 | 0 | 0 | 0 | 0 | 0 | 0 | 0 | 0 | 0 | 0 | 0 | 0 | 0 | 0 | 0 | 0 | 0 | 0 | 0 | 0 | 0 | 0 | 0 | 0 | 0 | 0 | 0 | 0 | 0 | 0 | 0 | 0 | 0 | 0 | 0 | 0 | 0 | 0 | 0 | 0 | 0 | 0 | 0 | 0 | 0 | 0 | 0 | 0 | 0 | 0 | 0 | 0 | 0 | 0 | 0 | 0 | 0 | 0 | 0 | 0 | 0 | 0 | 0 | 0 | 0 | 0 | 0 | 0 | 0 | 0 | 0 | 0 | 0 | #DIV/0! | #DIV/0! | #DIV/0! | #N/A | 0 | 0 | 0 | 0 | 0 | 0 | 0 | 0 | 0 | 0 | 0 | 0 | 0 | 0 | 0 | 0 | 0 | 0 | 0 | 0 | 0 | 0 | 0 | 0 | #DIV/0! | #DIV/0! | #DIV/0! | #VALUE! | 0 | 0 | 0 | 0 | 0 | 0 | 0 | 0 | 0 | 0 | 0 | 0 | 0 | 0 | 0 | 0 | 0 | 0 | 0 | 1.4212 | 0 | 0 | 0 | 1.3858 | 0 | 0 | 0 | 1.3533 | 0 | 0 | 0 | 1.3533 | 0 | 0 | 0 | 0 | 0 | 0 | 0 | 0 | 0 | 0 | 0 | 0 | 0 | 0 | 0 | 0 | 0 | 0 | 0 | 0 | 0 | 0 | 0 | 0 | 0 | 0 | 0 | 0 | 0 | 0 | 0 | 0 | 0 | 0 | 0 | 0 | #REF! | #REF! | #REF!
20 | 214.5 |  |  |  | 214.5 | Fire Protection Building | 0 | 0 | 0 | 0 | 0 | 0 | 0 | 0 | 0 | 0 | 0 | 0 | 0 | 0 | 0 | 0 | 0 | 0 | 0 | 0 | 0 | 0 | 0 | 0 | 0 | 0 | 0 | 0 | 0 | 0 | 0 | 0 | 0 | 0 | 0 | 0 | 0 | 0 | 0 | 0 | 0 | 0 | 0 | 0 | 0 | 0 | 0 | 0 | 0 | 0 | 0 | 0 | 0 | 0 | 0 | 0 | 0 | 0 | 0 | 1.5069 | 0 | 0 | 0 | 1.1906 | 0 | 0 | 0 | 2.2446 | 0 | 0 | 0 | 1.1517 | 0 | 0 | 0 | 2.2398 | 0 | 0 | 0 | 0 | 0 | 0 | 0 | 0 | 0 | 0 | 0 | 0 | 0 | 0 | 0 | 2.803 | 0 | 0 | 0 | 1.8504 | #DIV/0! | #DIV/0! | #DIV/0! | #N/A | 0 | 0 | 0 | 0 | 0 | 0 | 0 | 0 | 0 | 0 | 0 | 0 | 0 | 0 | 0 | 0 | 0 | 0 | 0 | 0 | 0 | 0 | 0 | 0 | #DIV/0! | #DIV/0! | #DIV/0! | #VALUE! | 0 | 0 | 0 | 0 | 0 | 0 | 0 | 0 | 0 | 0 | 0 | 1.0293 | 0 | 0 | 0 | 1.0293 | 0 | 0 | 0 | 0.16694 | 0 | 0 | 0 | 0.16251 | 0 | 0 | 0 | 0.15808 | 0 | 0 | 0 | 0.15808 | 0 | 0 | 0 | 0 | 0 | 0 | 0 | 0 | 0 | 0 | 0 | 0 | 0 | 0 | 0 | 0 | 0 | 0 | 0 | 0 | 0 | 0 | 0 | 0 | 0 | 0 | 0 | 0 | 0 | 0 | 0 | 0 | 0 | 0 | 0 | 0 | #REF! | #REF! | #REF!
20 | 214.6 |  |  |  | 214.6 | Non-essential Switchgear Building | 0 | 0 | 0 | 0 | 0 | 0 | 0 | 0 | 0 | 0 | 0 | 0 | 0 | 0 | 0 | 0 | 0 | 0 | 0 | 0 | 0 | 0 | 0 | 0 | 0 | 0 | 0 | 0 | 0 | 0 | 0 | 0 | 0 | 0 | 0 | 0 | 0 | 0 | 0 | 0 | 0 | 0 | 0 | 0 | 0 | 0 | 0 | 0 | 0 | 0 | 0 | 0 | 0 | 0 | 0 | 0 | 0 | 0 | 0 | 2.0078 | 0 | 0 | 0 | 1.4949 | 0 | 0 | 0 | 1.981 | 0 | 0 | 0 | 1.4518 | 0 | 0 | 0 | 0 | 0 | 0 | 0 | 0 | 0 | 0 | 0 | 0 | 0 | 0 | 0 | 0 | 0 | 0 | 0 | 1.2463 | 0 | 0 | 0 | 0 | #DIV/0! | #DIV/0! | #DIV/0! | #N/A | 0 | 0 | 0 | 0 | 0 | 0 | 0 | 0 | 0 | 0 | 0 | 0 | 0 | 0 | 0 | 0 | 0 | 0 | 0 | 0 | 0 | 0 | 0 | 0 | #DIV/0! | #DIV/0! | #DIV/0! | #VALUE! | 0 | 0 | 0 | 0 | 0 | 0 | 0 | 0 | 0 | 0 | 0 | 1.2924 | 0 | 0 | 0 | 1.2924 | 0 | 0 | 0 | 0 | 0 | 0 | 0 | 0 | 0 | 0 | 0 | 0 | 0 | 0 | 0 | 0 | 0 | 0 | 0 | 0 | 0 | 0 | 0 | 0 | 0 | 0 | 0 | 0 | 0 | 0 | 0 | 0 | 0 | 0 | 0 | 0 | 0 | 0 | 0 | 0 | 0 | 0 | 0 | 0 | 0 | 0 | 0 | 0 | 0 | 0 | 0 | 0 | #REF! | #REF! | #REF!
20 | 214.7 |  |  |  | 214.7 | Emergency and Start-up Power Systems | 0 | 0 | 0 | 0 | 0 | 0 | 0 | 0 | 0 | 0 | 0 | 0 | 0 | 0 | 0 | 0 | 0 | 0 | 0 | 0 | 0 | 0 | 0 | 0 | 0 | 0 | 0 | 0 | 0 | 0 | 0 | 0 | 0 | 0 | 0 | 0 | 0 | 0 | 0 | 0 | 0 | 0 | 0 | 0 | 0 | 0 | 0 | 0 | 0 | 0 | 0 | 0 | 0 | 0 | 0 | 0 | 0 | 0 | 0 | 0 | 0 | 0 | 0 | 0 | 0 | 0 | 0 | 0 | 0 | 0 | 0 | 0 | 0 | 0 | 0 | 0 | 0 | 0 | 0 | 0 | 0 | 0 | 0 | 0 | 0 | 0 | 0 | 0 | 0 | 0 | 0 | 0 | 0 | 0 | 0 | 0 | #DIV/0! | #DIV/0! | #DIV/0! | #N/A | 0 | 0 | 0 | 0 | 0 | 0 | 0 | 0 | 0 | 0 | 0 | 0 | 0 | 0 | 0 | 0 | 0 | 0 | 0 | 0 | 0 | 0 | 0 | 0 | #DIV/0! | #DIV/0! | #DIV/0! | #VALUE! | 0 | 0 | 0 | 0 | 0 | 0 | 0 | 0 | 0 | 0 | 0 | 0 | 0 | 0 | 0 | 0 | 0 | 0 | 0 | 0.64413 | 0 | 0 | 0 | 0.62936 | 0 | 0 | 0 | 0.61459 | 0 | 0 | 0 | 1.2292 | 0 | 0 | 0 | 0 | 0 | 0 | 0 | 0 | 0 | 0 | 0 | 0 | 0 | 0 | 0 | 0 | 0 | 0 | 0 | 0 | 0 | 0 | 0 | 0 | 0 | 0 | 0 | 0 | 0 | 0 | 0 | 0 | 0 | 0 | 0 | 0 | #REF! | #REF! | #REF!
20 | 215 |  |  | 215 |  | Supply Chain Buildings | 0 | 0 | 0 | 0 | 0 | 0 | 0 | 0 | 0 | 0 | 0 | 0 | 0 | 0 | 0 | 0 | 0 | 0 | 0 | 0 | 0 | 0 | 0 | 0 | 0 | 0 | 0 | 0 | 0 | 0 | 0 | 0 | 0 | 0 | 0 | 0 | 0 | 0 | 0 | 0 | 0 | 0 | 0 | 0 | 0 | 0 | 0 | 0 | 0 | 0 | 0 | 0 | 0 | 0 | 0 | 0 | 0 | 0 | 0 | 62.4244 | 0 | 0 | 0 | 40.0768 | 0 | 0 | 0 | 0 | 0 | 0 | 0 | 38.7274 | 0 | 0 | 0 | 0 | 0 | 0 | 0 | 0 | 0 | 0 | 0 | 0 | 0 | 0 | 0 | 0 | 0 | 0 | 0 | 41.9473 | 0 | 0 | 0 | 42.2374 | #DIV/0! | #DIV/0! | #DIV/0! | #N/A | 0 | 0 | 0 | 0 | 0 | 0 | 0 | 0 | 0 | 0 | 0 | 0 | 0 | 0 | 0 | 0 | 0 | 0 | 0 | 0 | 0 | 0 | 0 | 0 | #DIV/0! | #DIV/0! | #DIV/0! | #VALUE! | 0 | 0 | 0 | 0 | 0 | 0 | 0 | 223.7589 | 0 | 0 | 0 | 64.5019 | 0 | 0 | 0 | 64.5019 | 0 | 0 | 0 | 5.6229 | 0 | 0 | 0 | 5.487 | 0 | 0 | 0 | 5.3496 | 0 | 0 | 0 | 9.8097 | 0 | 0 | 0 | 13.0117 | 0 | 0 | 0 | 12.883 | 0 | 0 | 0 | 12.655 | 0 | 0 | 0 | 11.1765 | 0 | 0 | 0 | 11.0659 | 0 | 0 | 0 | 10.8934 | 0 | 0 | 0 | 9.4652 | 0 | 0 | 0 | 9.3873 | 0 | 0 | 0 | 9.266 | #REF! | #REF! | #REF!
20 | 215.1 |  |  |  | 215.1 | Storage and Warehouse Buildings | 0 | 0 | 0 | 0 | 0 | 0 | 0 | 0 | 0 | 0 | 0 | 0 | 0 | 0 | 0 | 0 | 0 | 0 | 0 | 0 | 0 | 0 | 0 | 0 | 0 | 0 | 0 | 0 | 0 | 0 | 0 | 0 | 0 | 0 | 0 | 0 | 0 | 0 | 0 | 0 | 0 | 0 | 0 | 0 | 0 | 0 | 0 | 0 | 0 | 0 | 0 | 0 | 0 | 0 | 0 | 0 | 0 | 0 | 0 | 0 | 0 | 0 | 0 | 0 | 0 | 0 | 0 | 0 | 0 | 0 | 0 | 0 | 0 | 0 | 0 | 0 | 0 | 0 | 0 | 0 | 0 | 0 | 0 | 0 | 0 | 0 | 0 | 0 | 0 | 0 | 0 | 0 | 0 | 0 | 0 | 0 | #DIV/0! | #DIV/0! | #DIV/0! | #N/A | 0 | 0 | 0 | 0 | 0 | 0 | 0 | 0 | 0 | 0 | 0 | 0 | 0 | 0 | 0 | 0 | 0 | 0 | 0 | 0 | 0 | 0 | 0 | 0 | #DIV/0! | #DIV/0! | #DIV/0! | #VALUE! | 0 | 0 | 0 | 0 | 0 | 0 | 0 | 0 | 0 | 0 | 0 | 0 | 0 | 0 | 0 | 0 | 0 | 0 | 0 | 1.9398 | 0 | 0 | 0 | 1.9161 | 0 | 0 | 0 | 1.8807 | 0 | 0 | 0 | 2.8705 | 0 | 0 | 0 | 0 | 0 | 0 | 0 | 0 | 0 | 0 | 0 | 0 | 0 | 0 | 0 | 0 | 0 | 0 | 0 | 0 | 0 | 0 | 0 | 0 | 0 | 0 | 0 | 0 | 0 | 0 | 0 | 0 | 0 | 0 | 0 | 0 | #REF! | #REF! | #REF!
20 | 215.2 |  |  |  | 215.2 | Unloading Facility for Material Requiring Special Consideration | 0 | 0 | 0 | 0 | 0 | 0 | 0 | 0 | 0 | 0 | 0 | 0 | 0 | 0 | 0 | 0 | 0 | 0 | 0 | 0 | 0 | 0 | 0 | 0 | 0 | 0 | 0 | 0 | 0 | 0 | 0 | 0 | 0 | 0 | 0 | 0 | 0 | 0 | 0 | 0 | 0 | 0 | 0 | 0 | 0 | 0 | 0 | 0 | 0 | 0 | 0 | 0 | 0 | 0 | 0 | 0 | 0 | 0 | 0 | 0 | 0 | 0 | 0 | 0 | 0 | 0 | 0 | 0 | 0 | 0 | 0 | 0 | 0 | 0 | 0 | 0 | 0 | 0 | 0 | 0 | 0 | 0 | 0 | 0 | 0 | 0 | 0 | 0 | 0 | 0 | 0 | 0 | 0 | 0 | 0 | 0 | #DIV/0! | #DIV/0! | #DIV/0! | #N/A | 0 | 0 | 0 | 0 | 0 | 0 | 0 | 0 | 0 | 0 | 0 | 0 | 0 | 0 | 0 | 0 | 0 | 0 | 0 | 0 | 0 | 0 | 0 | 0 | #DIV/0! | #DIV/0! | #DIV/0! | #VALUE! | 0 | 0 | 0 | 0 | 0 | 0 | 0 | 0 | 0 | 0 | 0 | 0 | 0 | 0 | 0 | 0 | 0 | 0 | 0 | 0 | 0 | 0 | 0 | 0 | 0 | 0 | 0 | 0 | 0 | 0 | 0 | 0 | 0 | 0 | 0 | 0 | 0 | 0 | 0 | 0 | 0 | 0 | 0 | 0 | 0 | 0 | 0 | 0 | 0 | 0 | 0 | 0 | 0 | 0 | 0 | 0 | 0 | 0 | 0 | 0 | 0 | 0 | 0 | 0 | 0 | 0 | 0 | 0 | #REF! | #REF! | #REF!
20 | 215.3 |  |  |  | 215.3 | Reactor Receiving and Assembly Building | 0 | 0 | 0 | 0 | 0 | 0 | 0 | 0 | 0 | 0 | 0 | 0 | 0 | 0 | 0 | 0 | 0 | 0 | 0 | 0 | 0 | 0 | 0 | 0 | 0 | 0 | 0 | 0 | 0 | 0 | 0 | 0 | 0 | 0 | 0 | 0 | 0 | 0 | 0 | 0 | 0 | 0 | 0 | 0 | 0 | 0 | 0 | 0 | 0 | 0 | 0 | 0 | 0 | 0 | 0 | 0 | 0 | 0 | 0 | 0 | 0 | 0 | 0 | 0 | 0 | 0 | 0 | 0 | 0 | 0 | 0 | 0 | 0 | 0 | 0 | 0 | 0 | 0 | 0 | 0 | 0 | 0 | 0 | 0 | 0 | 0 | 0 | 0 | 0 | 0 | 0 | 0 | 0 | 0 | 0 | 0 | #DIV/0! | #DIV/0! | #DIV/0! | #N/A | 0 | 0 | 0 | 0 | 0 | 0 | 0 | 0 | 0 | 0 | 0 | 0 | 0 | 0 | 0 | 0 | 0 | 0 | 0 | 0 | 0 | 0 | 0 | 0 | #DIV/0! | #DIV/0! | #DIV/0! | #VALUE! | 0 | 0 | 0 | 0 | 0 | 0 | 0 | 0 | 0 | 0 | 0 | 0 | 0 | 0 | 0 | 0 | 0 | 0 | 0 | 0 | 0 | 0 | 0 | 0 | 0 | 0 | 0 | 0 | 0 | 0 | 0 | 0 | 0 | 0 | 0 | 0 | 0 | 0 | 0 | 0 | 0 | 0 | 0 | 0 | 0 | 0 | 0 | 0 | 0 | 0 | 0 | 0 | 0 | 0 | 0 | 0 | 0 | 0 | 0 | 0 | 0 | 0 | 0 | 0 | 0 | 0 | 0 | 0 | #REF! | #REF! | #REF!
20 | 215.4 |  |  |  | 215.4 | Radwaste Building | 0 | 0 | 0 | 0 | 0 | 0 | 0 | 0 | 0 | 0 | 0 | 0 | 0 | 0 | 0 | 0 | 0 | 0 | 0 | 0 | 0 | 0 | 0 | 0 | 0 | 0 | 0 | 0 | 0 | 0 | 0 | 0 | 0 | 0 | 0 | 0 | 0 | 0 | 0 | 0 | 0 | 0 | 0 | 0 | 0 | 0 | 0 | 0 | 0 | 0 | 0 | 0 | 0 | 0 | 0 | 0 | 0 | 0 | 0 | 62.4244 | 0 | 0 | 0 | 40.0768 | 0 | 0 | 0 | 0 | 0 | 0 | 0 | 38.7274 | 0 | 0 | 0 | 0 | 0 | 0 | 0 | 0 | 0 | 0 | 0 | 0 | 0 | 0 | 0 | 0 | 0 | 0 | 0 | 41.9473 | 0 | 0 | 0 | 42.2374 | #DIV/0! | #DIV/0! | #DIV/0! | #N/A | 0 | 0 | 0 | 0 | 0 | 0 | 0 | 0 | 0 | 0 | 0 | 0 | 0 | 0 | 0 | 0 | 0 | 0 | 0 | 0 | 0 | 0 | 0 | 0 | #DIV/0! | #DIV/0! | #DIV/0! | #VALUE! | 0 | 0 | 0 | 0 | 0 | 0 | 0 | 129.6062 | 0 | 0 | 0 | 34.6483 | 0 | 0 | 0 | 34.6483 | 0 | 0 | 0 | 3.6831 | 0 | 0 | 0 | 3.5708 | 0 | 0 | 0 | 3.4689 | 0 | 0 | 0 | 6.9392 | 0 | 0 | 0 | 13.0117 | 0 | 0 | 0 | 12.883 | 0 | 0 | 0 | 12.655 | 0 | 0 | 0 | 11.1765 | 0 | 0 | 0 | 11.0659 | 0 | 0 | 0 | 10.8934 | 0 | 0 | 0 | 9.4652 | 0 | 0 | 0 | 9.3873 | 0 | 0 | 0 | 9.266 | #REF! | #REF! | #REF!
20 | 215.5 |  |  |  | 215.5 | Fuel Service Building | 0 | 0 | 0 | 0 | 0 | 0 | 0 | 0 | 0 | 0 | 0 | 0 | 0 | 0 | 0 | 0 | 0 | 0 | 0 | 0 | 0 | 0 | 0 | 0 | 0 | 0 | 0 | 0 | 0 | 0 | 0 | 0 | 0 | 0 | 0 | 0 | 0 | 0 | 0 | 0 | 0 | 0 | 0 | 0 | 0 | 0 | 0 | 0 | 0 | 0 | 0 | 0 | 0 | 0 | 0 | 0 | 0 | 0 | 0 | 0 | 0 | 0 | 0 | 0 | 0 | 0 | 0 | 0 | 0 | 0 | 0 | 0 | 0 | 0 | 0 | 0 | 0 | 0 | 0 | 0 | 0 | 0 | 0 | 0 | 0 | 0 | 0 | 0 | 0 | 0 | 0 | 0 | 0 | 0 | 0 | 0 | #DIV/0! | #DIV/0! | #DIV/0! | #N/A | 0 | 0 | 0 | 0 | 0 | 0 | 0 | 0 | 0 | 0 | 0 | 0 | 0 | 0 | 0 | 0 | 0 | 0 | 0 | 0 | 0 | 0 | 0 | 0 | #DIV/0! | #DIV/0! | #DIV/0! | #VALUE! | 0 | 0 | 0 | 0 | 0 | 0 | 0 | 94.1527 | 0 | 0 | 0 | 29.8536 | 0 | 0 | 0 | 29.8536 | 0 | 0 | 0 | 0 | 0 | 0 | 0 | 0 | 0 | 0 | 0 | 0 | 0 | 0 | 0 | 0 | 0 | 0 | 0 | 0 | 0 | 0 | 0 | 0 | 0 | 0 | 0 | 0 | 0 | 0 | 0 | 0 | 0 | 0 | 0 | 0 | 0 | 0 | 0 | 0 | 0 | 0 | 0 | 0 | 0 | 0 | 0 | 0 | 0 | 0 | 0 | 0 | #REF! | #REF! | #REF!
20 | 216 |  |  | 216 |  | Human Resources Buildings | 0 | 0 | 0 | 0 | 0 | 0 | 0 | 0 | 0 | 0 | 0 | 0 | 0 | 0 | 0 | 0 | 0 | 0 | 0 | 0 | 0 | 0 | 0 | 0 | 0 | 0 | 0 | 0 | 0 | 0 | 0 | 0 | 0 | 0 | 0 | 0 | 0 | 0 | 0 | 0 | 0 | 0 | 0 | 0 | 0 | 0 | 0 | 0 | 0 | 0 | 0 | 0 | 0 | 0 | 0 | 0 | 0 | 0 | 0 | 36.5352 | 0 | 0 | 0 | 24.5408 | 0 | 0 | 0 | 32.3275 | 0 | 0 | 0 | 23.738 | 0 | 0 | 0 | 28.1547 | 0 | 0 | 0 | 0 | 0 | 0 | 0 | 0 | 0 | 0 | 0 | 0 | 0 | 0 | 0 | 59.9635 | 0 | 0 | 0 | 30.7851 | #DIV/0! | #DIV/0! | #DIV/0! | #N/A | 0 | 0 | 0 | 0 | 0 | 0 | 0 | 0 | 0 | 0 | 0 | 0 | 0 | 0 | 0 | 0 | 0 | 0 | 0 | 0 | 0 | 0 | 0 | 0 | #DIV/0! | #DIV/0! | #DIV/0! | #VALUE! | 0 | 0 | 0 | 0 | 0 | 0 | 0 | 0 | 0 | 0 | 0 | 21.2167 | 0 | 0 | 0 | 21.2167 | 0 | 0 | 0 | 13.7218 | 0 | 0 | 0 | 13.4263 | 0 | 0 | 0 | 13.1102 | 0 | 0 | 0 | 22.0261 | 0 | 0 | 0 | 16.8704 | 0 | 0 | 0 | 16.7296 | 0 | 0 | 0 | 16.482 | 0 | 0 | 0 | 14.5052 | 0 | 0 | 0 | 14.3842 | 0 | 0 | 0 | 14.1971 | 0 | 0 | 0 | 13.4152 | 0 | 0 | 0 | 13.2952 | 0 | 0 | 0 | 13.1252 | #REF! | #REF! | #REF!
20 | 216.1 |  |  |  | 216.1 | Administration Building | 0 | 0 | 0 | 0 | 0 | 0 | 0 | 0 | 0 | 0 | 0 | 0 | 0 | 0 | 0 | 0 | 0 | 0 | 0 | 0 | 0 | 0 | 0 | 0 | 0 | 0 | 0 | 0 | 0 | 0 | 0 | 0 | 0 | 0 | 0 | 0 | 0 | 0 | 0 | 0 | 0 | 0 | 0 | 0 | 0 | 0 | 0 | 0 | 0 | 0 | 0 | 0 | 0 | 0 | 0 | 0 | 0 | 0 | 0 | 28.3888 | 0 | 0 | 0 | 18.5396 | 0 | 0 | 0 | 21.0514 | 0 | 0 | 0 | 17.9521 | 0 | 0 | 0 | 21.0277 | 0 | 0 | 0 | 0 | 0 | 0 | 0 | 0 | 0 | 0 | 0 | 0 | 0 | 0 | 0 | 44.6832 | 0 | 0 | 0 | 20.6981 | #DIV/0! | #DIV/0! | #DIV/0! | #N/A | 0 | 0 | 0 | 0 | 0 | 0 | 0 | 0 | 0 | 0 | 0 | 0 | 0 | 0 | 0 | 0 | 0 | 0 | 0 | 0 | 0 | 0 | 0 | 0 | #DIV/0! | #DIV/0! | #DIV/0! | #VALUE! | 0 | 0 | 0 | 0 | 0 | 0 | 0 | 0 | 0 | 0 | 0 | 16.0284 | 0 | 0 | 0 | 16.0284 | 0 | 0 | 0 | 0 | 0 | 0 | 0 | 0 | 0 | 0 | 0 | 0 | 0 | 0 | 0 | 0 | 0 | 0 | 0 | 0 | 0 | 0 | 0 | 0 | 0 | 0 | 0 | 0 | 0 | 0 | 0 | 0 | 0 | 0 | 0 | 0 | 0 | 0 | 0 | 0 | 0 | 0 | 0 | 0 | 0 | 0 | 0 | 0 | 0 | 0 | 0 | 0 | #REF! | #REF! | #REF!
20 | 216.2 |  |  |  | 216.2 | Security Building and Gatehouse | 0 | 0 | 0 | 0 | 0 | 0 | 0 | 0 | 0 | 0 | 0 | 0 | 0 | 0 | 0 | 0 | 0 | 0 | 0 | 0 | 0 | 0 | 0 | 0 | 0 | 0 | 0 | 0 | 0 | 0 | 0 | 0 | 0 | 0 | 0 | 0 | 0 | 0 | 0 | 0 | 0 | 0 | 0 | 0 | 0 | 0 | 0 | 0 | 0 | 0 | 0 | 0 | 0 | 0 | 0 | 0 | 0 | 0 | 0 | 5.3409 | 0 | 0 | 0 | 3.7991 | 0 | 0 | 0 | 7.1337 | 0 | 0 | 0 | 3.6604 | 0 | 0 | 0 | 7.127 | 0 | 0 | 0 | 0 | 0 | 0 | 0 | 0 | 0 | 0 | 0 | 0 | 0 | 0 | 0 | 10.0859 | 0 | 0 | 0 | 6.658 | #DIV/0! | #DIV/0! | #DIV/0! | #N/A | 0 | 0 | 0 | 0 | 0 | 0 | 0 | 0 | 0 | 0 | 0 | 0 | 0 | 0 | 0 | 0 | 0 | 0 | 0 | 0 | 0 | 0 | 0 | 0 | #DIV/0! | #DIV/0! | #DIV/0! | #VALUE! | 0 | 0 | 0 | 0 | 0 | 0 | 0 | 0 | 0 | 0 | 0 | 3.2845 | 0 | 0 | 0 | 3.2845 | 0 | 0 | 0 | 0.081255 | 0 | 0 | 0 | 0.079778 | 0 | 0 | 0 | 0.078301 | 0 | 0 | 0 | 0.1566 | 0 | 0 | 0 | 0 | 0 | 0 | 0 | 0 | 0 | 0 | 0 | 0 | 0 | 0 | 0 | 0 | 0 | 0 | 0 | 0 | 0 | 0 | 0 | 0 | 0 | 0 | 0 | 0 | 0 | 0 | 0 | 0 | 0 | 0 | 0 | 0 | #REF! | #REF! | #REF!
20 | 216.3 |  |  |  | 216.3 | Training Center | 0 | 0 | 0 | 0 | 0 | 0 | 0 | 0 | 0 | 0 | 0 | 0 | 0 | 0 | 0 | 0 | 0 | 0 | 0 | 0 | 0 | 0 | 0 | 0 | 0 | 0 | 0 | 0 | 0 | 0 | 0 | 0 | 0 | 0 | 0 | 0 | 0 | 0 | 0 | 0 | 0 | 0 | 0 | 0 | 0 | 0 | 0 | 0 | 0 | 0 | 0 | 0 | 0 | 0 | 0 | 0 | 0 | 0 | 0 | 0 | 0 | 0 | 0 | 0 | 0 | 0 | 0 | 0 | 0 | 0 | 0 | 0 | 0 | 0 | 0 | 0 | 0 | 0 | 0 | 0 | 0 | 0 | 0 | 0 | 0 | 0 | 0 | 0 | 0 | 0 | 0 | 0 | 0 | 0 | 0 | 0 | #DIV/0! | #DIV/0! | #DIV/0! | #N/A | 0 | 0 | 0 | 0 | 0 | 0 | 0 | 0 | 0 | 0 | 0 | 0 | 0 | 0 | 0 | 0 | 0 | 0 | 0 | 0 | 0 | 0 | 0 | 0 | #DIV/0! | #DIV/0! | #DIV/0! | #VALUE! | 0 | 0 | 0 | 0 | 0 | 0 | 0 | 0 | 0 | 0 | 0 | 0 | 0 | 0 | 0 | 0 | 0 | 0 | 0 | 0 | 0 | 0 | 0 | 0 | 0 | 0 | 0 | 0 | 0 | 0 | 0 | 0 | 0 | 0 | 0 | 0 | 0 | 0 | 0 | 0 | 0 | 0 | 0 | 0 | 0 | 0 | 0 | 0 | 0 | 0 | 0 | 0 | 0 | 0 | 0 | 0 | 0 | 0 | 0 | 0 | 0 | 0 | 0 | 0 | 0 | 0 | 0 | 0 | #REF! | #REF! | #REF!
20 | 216.4 |  |  |  | 216.4 | Operation and Maintenance (O&M) Center | 0 | 0 | 0 | 0 | 0 | 0 | 0 | 0 | 0 | 0 | 0 | 0 | 0 | 0 | 0 | 0 | 0 | 0 | 0 | 0 | 0 | 0 | 0 | 0 | 0 | 0 | 0 | 0 | 0 | 0 | 0 | 0 | 0 | 0 | 0 | 0 | 0 | 0 | 0 | 0 | 0 | 0 | 0 | 0 | 0 | 0 | 0 | 0 | 0 | 0 | 0 | 0 | 0 | 0 | 0 | 0 | 0 | 0 | 0 | 2.8055 | 0 | 0 | 0 | 2.2021 | 0 | 0 | 0 | 4.1424 | 0 | 0 | 0 | 2.1255 | 0 | 0 | 0 | 0 | 0 | 0 | 0 | 0 | 0 | 0 | 0 | 0 | 0 | 0 | 0 | 0 | 0 | 0 | 0 | 5.1944 | 0 | 0 | 0 | 3.429 | #DIV/0! | #DIV/0! | #DIV/0! | #N/A | 0 | 0 | 0 | 0 | 0 | 0 | 0 | 0 | 0 | 0 | 0 | 0 | 0 | 0 | 0 | 0 | 0 | 0 | 0 | 0 | 0 | 0 | 0 | 0 | #DIV/0! | #DIV/0! | #DIV/0! | #VALUE! | 0 | 0 | 0 | 0 | 0 | 0 | 0 | 0 | 0 | 0 | 0 | 1.9038 | 0 | 0 | 0 | 1.9038 | 0 | 0 | 0 | 10.7346 | 0 | 0 | 0 | 10.4701 | 0 | 0 | 0 | 10.2308 | 0 | 0 | 0 | 16.2688 | 0 | 0 | 0 | 16.8704 | 0 | 0 | 0 | 16.7296 | 0 | 0 | 0 | 16.482 | 0 | 0 | 0 | 14.5052 | 0 | 0 | 0 | 14.3842 | 0 | 0 | 0 | 14.1971 | 0 | 0 | 0 | 13.4152 | 0 | 0 | 0 | 13.2952 | 0 | 0 | 0 | 13.1252 | #REF! | #REF! | #REF!
20 | 217 |  |  | 217 |  | Miscellaneous Other Structures | 0 | 0 | 0 | 0 | 0 | 0 | 0 | 0 | 0 | 0 | 0 | 0 | 0 | 0 | 0 | 0 | 0 | 0 | 0 | 0 | 0 | 0 | 0 | 0 | 0 | 0 | 0 | 0 | 0 | 0 | 0 | 0 | 0 | 0 | 0 | 0 | 0 | 0 | 0 | 0 | 0 | 0 | 0 | 0 | 0 | 0 | 0 | 0 | 0 | 0 | 0 | 0 | 0 | 0 | 0 | 0 | 0 | 0 | 0 | 0 | 0 | 0 | 0 | 0 | 0 | 0 | 0 | 0 | 0 | 0 | 0 | 0 | 0 | 0 | 0 | 0 | 0 | 0 | 0 | 0 | 0 | 0 | 0 | 0 | 0 | 0 | 0 | 0 | 0 | 0 | 0 | 0 | 0 | 0 | 0 | 0 | #DIV/0! | #DIV/0! | #DIV/0! | #N/A | 0 | 0 | 0 | 0 | 0 | 0 | 0 | 0 | 0 | 0 | 0 | 0 | 0 | 0 | 0 | 0 | 0 | 0 | 0 | 0 | 0 | 0 | 0 | 0 | #DIV/0! | #DIV/0! | #DIV/0! | #VALUE! | 0 | 0 | 0 | 0 | 0 | 0 | 0 | 0 | 0 | 0 | 0 | 0 | 0 | 0 | 0 | 0 | 0 | 0 | 0 | 0 | 0 | 0 | 0 | 0 | 0 | 0 | 0 | 0 | 0 | 0 | 0 | 0 | 0 | 0 | 0 | 0 | 0 | 0 | 0 | 0 | 0 | 0 | 0 | 0 | 0 | 0 | 0 | 0 | 0 | 0 | 0 | 0 | 0 | 0 | 0 | 0 | 0 | 0 | 0 | 0 | 0 | 0 | 0 | 0 | 0 | 0 | 0 | 0 | #REF! | #REF! | #REF!
20 | 217.1 |  |  |  | 217.1 | Foundations for Outside Equipment and Tanks | 0 | 0 | 0 | 0 | 0 | 0 | 0 | 0 | 0 | 0 | 0 | 0 | 0 | 0 | 0 | 0 | 0 | 0 | 0 | 0 | 0 | 0 | 0 | 0 | 0 | 0 | 0 | 0 | 0 | 0 | 0 | 0 | 0 | 0 | 0 | 0 | 0 | 0 | 0 | 0 | 0 | 0 | 0 | 0 | 0 | 0 | 0 | 0 | 0 | 0 | 0 | 0 | 0 | 0 | 0 | 0 | 0 | 0 | 0 | 0 | 0 | 0 | 0 | 0 | 0 | 0 | 0 | 0 | 0 | 0 | 0 | 0 | 0 | 0 | 0 | 0 | 0 | 0 | 0 | 0 | 0 | 0 | 0 | 0 | 0 | 0 | 0 | 0 | 0 | 0 | 0 | 0 | 0 | 0 | 0 | 0 | #DIV/0! | #DIV/0! | #DIV/0! | #N/A | 0 | 0 | 0 | 0 | 0 | 0 | 0 | 0 | 0 | 0 | 0 | 0 | 0 | 0 | 0 | 0 | 0 | 0 | 0 | 0 | 0 | 0 | 0 | 0 | #DIV/0! | #DIV/0! | #DIV/0! | #VALUE! | 0 | 0 | 0 | 0 | 0 | 0 | 0 | 0 | 0 | 0 | 0 | 0 | 0 | 0 | 0 | 0 | 0 | 0 | 0 | 0 | 0 | 0 | 0 | 0 | 0 | 0 | 0 | 0 | 0 | 0 | 0 | 0 | 0 | 0 | 0 | 0 | 0 | 0 | 0 | 0 | 0 | 0 | 0 | 0 | 0 | 0 | 0 | 0 | 0 | 0 | 0 | 0 | 0 | 0 | 0 | 0 | 0 | 0 | 0 | 0 | 0 | 0 | 0 | 0 | 0 | 0 | 0 | 0 | #REF! | #REF! | #REF!
20 | 217.2 |  |  |  | 217.2 | Railroad Tracks | 0 | 0 | 0 | 0 | 0 | 0 | 0 | 0 | 0 | 0 | 0 | 0 | 0 | 0 | 0 | 0 | 0 | 0 | 0 | 0 | 0 | 0 | 0 | 0 | 0 | 0 | 0 | 0 | 0 | 0 | 0 | 0 | 0 | 0 | 0 | 0 | 0 | 0 | 0 | 0 | 0 | 0 | 0 | 0 | 0 | 0 | 0 | 0 | 0 | 0 | 0 | 0 | 0 | 0 | 0 | 0 | 0 | 0 | 0 | 0 | 0 | 0 | 0 | 0 | 0 | 0 | 0 | 0 | 0 | 0 | 0 | 0 | 0 | 0 | 0 | 0 | 0 | 0 | 0 | 0 | 0 | 0 | 0 | 0 | 0 | 0 | 0 | 0 | 0 | 0 | 0 | 0 | 0 | 0 | 0 | 0 | #DIV/0! | #DIV/0! | #DIV/0! | #N/A | 0 | 0 | 0 | 0 | 0 | 0 | 0 | 0 | 0 | 0 | 0 | 0 | 0 | 0 | 0 | 0 | 0 | 0 | 0 | 0 | 0 | 0 | 0 | 0 | #DIV/0! | #DIV/0! | #DIV/0! | #VALUE! | 0 | 0 | 0 | 0 | 0 | 0 | 0 | 0 | 0 | 0 | 0 | 0 | 0 | 0 | 0 | 0 | 0 | 0 | 0 | 0 | 0 | 0 | 0 | 0 | 0 | 0 | 0 | 0 | 0 | 0 | 0 | 0 | 0 | 0 | 0 | 0 | 0 | 0 | 0 | 0 | 0 | 0 | 0 | 0 | 0 | 0 | 0 | 0 | 0 | 0 | 0 | 0 | 0 | 0 | 0 | 0 | 0 | 0 | 0 | 0 | 0 | 0 | 0 | 0 | 0 | 0 | 0 | 0 | #REF! | #REF! | #REF!
20 | 217.3 |  |  |  | 217.3 | Roads and Paved Areas | 0 | 0 | 0 | 0 | 0 | 0 | 0 | 0 | 0 | 0 | 0 | 0 | 0 | 0 | 0 | 0 | 0 | 0 | 0 | 0 | 0 | 0 | 0 | 0 | 0 | 0 | 0 | 0 | 0 | 0 | 0 | 0 | 0 | 0 | 0 | 0 | 0 | 0 | 0 | 0 | 0 | 0 | 0 | 0 | 0 | 0 | 0 | 0 | 0 | 0 | 0 | 0 | 0 | 0 | 0 | 0 | 0 | 0 | 0 | 0 | 0 | 0 | 0 | 0 | 0 | 0 | 0 | 0 | 0 | 0 | 0 | 0 | 0 | 0 | 0 | 0 | 0 | 0 | 0 | 0 | 0 | 0 | 0 | 0 | 0 | 0 | 0 | 0 | 0 | 0 | 0 | 0 | 0 | 0 | 0 | 0 | #DIV/0! | #DIV/0! | #DIV/0! | #N/A | 0 | 0 | 0 | 0 | 0 | 0 | 0 | 0 | 0 | 0 | 0 | 0 | 0 | 0 | 0 | 0 | 0 | 0 | 0 | 0 | 0 | 0 | 0 | 0 | #DIV/0! | #DIV/0! | #DIV/0! | #VALUE! | 0 | 0 | 0 | 0 | 0 | 0 | 0 | 0 | 0 | 0 | 0 | 0 | 0 | 0 | 0 | 0 | 0 | 0 | 0 | 0 | 0 | 0 | 0 | 0 | 0 | 0 | 0 | 0 | 0 | 0 | 0 | 0 | 0 | 0 | 0 | 0 | 0 | 0 | 0 | 0 | 0 | 0 | 0 | 0 | 0 | 0 | 0 | 0 | 0 | 0 | 0 | 0 | 0 | 0 | 0 | 0 | 0 | 0 | 0 | 0 | 0 | 0 | 0 | 0 | 0 | 0 | 0 | 0 | #REF! | #REF! | #REF!
20 | 217.4 |  |  |  | 217.4 | Beyond Design-Basis Building | 0 | 0 | 0 | 0 | 0 | 0 | 0 | 0 | 0 | 0 | 0 | 0 | 0 | 0 | 0 | 0 | 0 | 0 | 0 | 0 | 0 | 0 | 0 | 0 | 0 | 0 | 0 | 0 | 0 | 0 | 0 | 0 | 0 | 0 | 0 | 0 | 0 | 0 | 0 | 0 | 0 | 0 | 0 | 0 | 0 | 0 | 0 | 0 | 0 | 0 | 0 | 0 | 0 | 0 | 0 | 0 | 0 | 0 | 0 | 0 | 0 | 0 | 0 | 0 | 0 | 0 | 0 | 0 | 0 | 0 | 0 | 0 | 0 | 0 | 0 | 0 | 0 | 0 | 0 | 0 | 0 | 0 | 0 | 0 | 0 | 0 | 0 | 0 | 0 | 0 | 0 | 0 | 0 | 0 | 0 | 0 | #DIV/0! | #DIV/0! | #DIV/0! | #N/A | 0 | 0 | 0 | 0 | 0 | 0 | 0 | 0 | 0 | 0 | 0 | 0 | 0 | 0 | 0 | 0 | 0 | 0 | 0 | 0 | 0 | 0 | 0 | 0 | #DIV/0! | #DIV/0! | #DIV/0! | #VALUE! | 0 | 0 | 0 | 0 | 0 | 0 | 0 | 0 | 0 | 0 | 0 | 0 | 0 | 0 | 0 | 0 | 0 | 0 | 0 | 0 | 0 | 0 | 0 | 0 | 0 | 0 | 0 | 0 | 0 | 0 | 0 | 0 | 0 | 0 | 0 | 0 | 0 | 0 | 0 | 0 | 0 | 0 | 0 | 0 | 0 | 0 | 0 | 0 | 0 | 0 | 0 | 0 | 0 | 0 | 0 | 0 | 0 | 0 | 0 | 0 | 0 | 0 | 0 | 0 | 0 | 0 | 0 | 0 | #REF! | #REF! | #REF!
20 | 22 |  | 22 |  |  | Reactor System | 0 | 0 | 0 | 1195.9983 | 0 | 0 | 0 | 879.7201 | 0 | 0 | 0 | 1665.272 | 0 | 0 | 0 | 1240.8913 | 0 | 0 | 0 | 1445.2923 | 0 | 0 | 0 | 1065.1374 | 0 | 0 | 0 | 2078.7252 | 0 | 0 | 0 | 1551.554 | 0 | 0 | 0 | 1484.7325 | 0 | 0 | 0 | 855.0211 | 0 | 0 | 0 | 3836.0404 | 0 | 0 | 0 | 1825.5855 | 0 | 0 | 0 | 4456.6735 | 0 | 0 | 0 | 2042.642 | 0 | 0 | 0 | 1033.8793 | 0 | 0 | 0 | 845.3344 | 0 | 0 | 0 | 1108.7295 | 0 | 0 | 0 | 324.841 | 0 | 0 | 0 | 980.1571 | 0 | 0 | 0 | 1652.4717 | 0 | 0 | 0 | 3868.2782 | 0 | 0 | 0 | 4607.8823 | 0 | 0 | 0 | 556.2604 | 0 | 0 | 0 | 626.9754 | #DIV/0! | #DIV/0! | #DIV/0! | #N/A | 0 | 0 | 0 | 595.537 | 0 | 0 | 0 | 516.5794 | 0 | 0 | 0 | 460.4309 | 0 | 0 | 0 | 437.5971 | 0 | 0 | 0 | 418.7584 | 0 | 0 | 0 | 413.3177 | #DIV/0! | #DIV/0! | #DIV/0! | #VALUE! | 0 | 0 | 0 | 1597.8122 | 0 | 0 | 0 | 1866.5973 | 0 | 0 | 0 | 821.9636 | 0 | 0 | 0 | 821.9636 | 0 | 0 | 0 | 438.6576 | 0 | 0 | 0 | 387.8346 | 0 | 0 | 0 | 350.0538 | 0 | 0 | 0 | 661.6975 | 0 | 0 | 0 | 1762.1129 | 0 | 0 | 0 | 1557.0415 | 0 | 0 | 0 | 1423.4967 | 0 | 0 | 0 | 1401.5576 | 0 | 0 | 0 | 1656.8874 | 0 | 0 | 0 | 1528.4442 | 0 | 0 | 0 | 1508.3559 | 0 | 0 | 0 | 1340.4074 | 0 | 0 | 0 | 1237.2937 | #REF! | #REF! | #REF!
20 | 221 |  |  | 221 |  | Reactor Components | 0 | 0 | 0 | 706.8524 | 0 | 0 | 0 | 509.2707 | 0 | 0 | 0 | 871.2148 | 0 | 0 | 0 | 627.2941 | 0 | 0 | 0 | 822.7019 | 0 | 0 | 0 | 593.13 | 0 | 0 | 0 | 1063.6156 | 0 | 0 | 0 | 765.8974 | 0 | 0 | 0 | 0 | 0 | 0 | 0 | 0 | 0 | 0 | 0 | 0 | 0 | 0 | 0 | 0 | 0 | 0 | 0 | 0 | 0 | 0 | 0 | 0 | 0 | 0 | 0 | 531.4766 | 0 | 0 | 0 | 529.5942 | 0 | 0 | 0 | 750.6683 | 0 | 0 | 0 | 28.7438 | 0 | 0 | 0 | 697.6697 | 0 | 0 | 0 | 0 | 0 | 0 | 0 | 0 | 0 | 0 | 0 | 0 | 0 | 0 | 0 | 295.7258 | 0 | 0 | 0 | 314.916 | #DIV/0! | #DIV/0! | #DIV/0! | #N/A | 0 | 0 | 0 | 0 | 0 | 0 | 0 | 0 | 0 | 0 | 0 | 0 | 0 | 0 | 0 | 0 | 0 | 0 | 0 | 0 | 0 | 0 | 0 | 0 | #DIV/0! | #DIV/0! | #DIV/0! | #VALUE! | 0 | 0 | 0 | 0 | 0 | 0 | 0 | 864.298 | 0 | 0 | 0 | 198.3618 | 0 | 0 | 0 | 198.3618 | 0 | 0 | 0 | 231.3561 | 0 | 0 | 0 | 200.0934 | 0 | 0 | 0 | 180.1224 | 0 | 0 | 0 | 360.2447 | 0 | 0 | 0 | 1073.417 | 0 | 0 | 0 | 956.926 | 0 | 0 | 0 | 877.745 | 0 | 0 | 0 | 528.4139 | 0 | 0 | 0 | 895.4745 | 0 | 0 | 0 | 832.3156 | 0 | 0 | 0 | 935.2568 | 0 | 0 | 0 | 839.4007 | 0 | 0 | 0 | 779.9866 | #REF! | #REF! | #REF!
20 | 221.11 |  |  |  | 221.11 | Reactor support | 0 | 0 | 0 | 0 | 0 | 0 | 0 | 0 | 0 | 0 | 0 | 0 | 0 | 0 | 0 | 0 | 0 | 0 | 0 | 0 | 0 | 0 | 0 | 0 | 0 | 0 | 0 | 0 | 0 | 0 | 0 | 0 | 0 | 0 | 0 | 0 | 0 | 0 | 0 | 0 | 0 | 0 | 0 | 0 | 0 | 0 | 0 | 0 | 0 | 0 | 0 | 0 | 0 | 0 | 0 | 0 | 0 | 0 | 0 | 0 | 0 | 0 | 0 | 0 | 0 | 0 | 0 | 0 | 0 | 0 | 0 | 0 | 0 | 0 | 0 | 0 | 0 | 0 | 0 | 0 | 0 | 0 | 0 | 0 | 0 | 0 | 0 | 0 | 0 | 0 | 0 | 0 | 0 | 0 | 0 | 0 | #DIV/0! | #DIV/0! | #DIV/0! | #N/A | 0 | 0 | 0 | 0 | 0 | 0 | 0 | 0 | 0 | 0 | 0 | 0 | 0 | 0 | 0 | 0 | 0 | 0 | 0 | 0 | 0 | 0 | 0 | 0 | #DIV/0! | #DIV/0! | #DIV/0! | #VALUE! | 0 | 0 | 0 | 0 | 0 | 0 | 0 | 54.351 | 0 | 0 | 0 | 0 | 0 | 0 | 0 | 0 | 0 | 0 | 0 | 113.7353 | 0 | 0 | 0 | 100.9871 | 0 | 0 | 0 | 91.006 | 0 | 0 | 0 | 182.0134 | 0 | 0 | 0 | 519.573 | 0 | 0 | 0 | 481.7145 | 0 | 0 | 0 | 458.1313 | 0 | 0 | 0 | 52.218 | 0 | 0 | 0 | 486.8869 | 0 | 0 | 0 | 466.29 | 0 | 0 | 0 | 493.5838 | 0 | 0 | 0 | 460.4346 | 0 | 0 | 0 | 440.4968 | #REF! | #REF! | #REF!
20 | 221.12 |  |  |  | 221.12 | Outer vessel structure | 0 | 0 | 0 | 447.181 | 0 | 0 | 0 | 322.0776 | 0 | 0 | 0 | 526.2259 | 0 | 0 | 0 | 379.0298 | 0 | 0 | 0 | 529.2874 | 0 | 0 | 0 | 381.3675 | 0 | 0 | 0 | 622.6855 | 0 | 0 | 0 | 448.7292 | 0 | 0 | 0 | 0 | 0 | 0 | 0 | 0 | 0 | 0 | 0 | 0 | 0 | 0 | 0 | 0 | 0 | 0 | 0 | 0 | 0 | 0 | 0 | 0 | 0 | 0 | 0 | 0 | 0 | 0 | 0 | 0 | 0 | 0 | 0 | 0 | 0 | 0 | 0 | 0 | 0 | 0 | 0 | 0 | 0 | 0 | 0 | 0 | 0 | 0 | 0 | 0 | 0 | 0 | 0 | 0 | 0 | 0 | 0 | 0 | 0 | 0 | 0 | 0 | #DIV/0! | #DIV/0! | #DIV/0! | #N/A | 0 | 0 | 0 | 0 | 0 | 0 | 0 | 0 | 0 | 0 | 0 | 0 | 0 | 0 | 0 | 0 | 0 | 0 | 0 | 0 | 0 | 0 | 0 | 0 | #DIV/0! | #DIV/0! | #DIV/0! | #VALUE! | 0 | 0 | 0 | 0 | 0 | 0 | 0 | 0 | 0 | 0 | 0 | 0 | 0 | 0 | 0 | 0 | 0 | 0 | 0 | 0 | 0 | 0 | 0 | 0 | 0 | 0 | 0 | 0 | 0 | 0 | 0 | 0 | 0 | 0 | 0 | 0 | 0 | 0 | 0 | 0 | 0 | 0 | 0 | 0 | 0 | 0 | 0 | 0 | 0 | 0 | 0 | 0 | 0 | 0 | 0 | 0 | 0 | 0 | 0 | 0 | 0 | 0 | 0 | 0 | 0 | 0 | 0 | 0 | #REF! | #REF! | #REF!
20 | 221.13 |  |  |  | 221.13 | Inner vessel structure | 0 | 0 | 0 | 169.3582 | 0 | 0 | 0 | 123.0762 | 0 | 0 | 0 | 198.6114 | 0 | 0 | 0 | 144.3374 | 0 | 0 | 0 | 204.9621 | 0 | 0 | 0 | 148.9899 | 0 | 0 | 0 | 240.3431 | 0 | 0 | 0 | 174.7172 | 0 | 0 | 0 | 0 | 0 | 0 | 0 | 0 | 0 | 0 | 0 | 0 | 0 | 0 | 0 | 0 | 0 | 0 | 0 | 0 | 0 | 0 | 0 | 0 | 0 | 0 | 0 | 0 | 0 | 0 | 0 | 0 | 0 | 0 | 0 | 0 | 0 | 0 | 0 | 0 | 0 | 0 | 0 | 0 | 0 | 0 | 0 | 0 | 0 | 0 | 0 | 0 | 0 | 0 | 0 | 0 | 0 | 0 | 0 | 0 | 0 | 0 | 0 | 0 | #DIV/0! | #DIV/0! | #DIV/0! | #N/A | 0 | 0 | 0 | 0 | 0 | 0 | 0 | 0 | 0 | 0 | 0 | 0 | 0 | 0 | 0 | 0 | 0 | 0 | 0 | 0 | 0 | 0 | 0 | 0 | #DIV/0! | #DIV/0! | #DIV/0! | #VALUE! | 0 | 0 | 0 | 0 | 0 | 0 | 0 | 760.6464 | 0 | 0 | 0 | 0 | 0 | 0 | 0 | 0 | 0 | 0 | 0 | 0 | 0 | 0 | 0 | 0 | 0 | 0 | 0 | 0 | 0 | 0 | 0 | 0 | 0 | 0 | 0 | 0 | 0 | 0 | 0 | 0 | 0 | 0 | 0 | 0 | 0 | 0 | 0 | 0 | 0 | 0 | 0 | 0 | 0 | 0 | 0 | 0 | 0 | 0 | 0 | 0 | 0 | 0 | 0 | 0 | 0 | 0 | 0 | 0 | #REF! | #REF! | #REF!
20 | 221.21 |  |  |  | 221.21 | Reactivity control system | 0 | 0 | 0 | 0 | 0 | 0 | 0 | 0 | 0 | 0 | 0 | 0 | 0 | 0 | 0 | 0 | 0 | 0 | 0 | 0 | 0 | 0 | 0 | 0 | 0 | 0 | 0 | 0 | 0 | 0 | 0 | 0 | 0 | 0 | 0 | 0 | 0 | 0 | 0 | 0 | 0 | 0 | 0 | 0 | 0 | 0 | 0 | 0 | 0 | 0 | 0 | 0 | 0 | 0 | 0 | 0 | 0 | 0 | 0 | 0 | 0 | 0 | 0 | 0 | 0 | 0 | 0 | 0 | 0 | 0 | 0 | 0 | 0 | 0 | 0 | 0 | 0 | 0 | 0 | 0 | 0 | 0 | 0 | 0 | 0 | 0 | 0 | 0 | 0 | 0 | 0 | 0 | 0 | 0 | 0 | 0 | #DIV/0! | #DIV/0! | #DIV/0! | #N/A | 0 | 0 | 0 | 0 | 0 | 0 | 0 | 0 | 0 | 0 | 0 | 0 | 0 | 0 | 0 | 0 | 0 | 0 | 0 | 0 | 0 | 0 | 0 | 0 | #DIV/0! | #DIV/0! | #DIV/0! | #VALUE! | 0 | 0 | 0 | 0 | 0 | 0 | 0 | 49.3005 | 0 | 0 | 0 | 0 | 0 | 0 | 0 | 0 | 0 | 0 | 0 | 0 | 0 | 0 | 0 | 0 | 0 | 0 | 0 | 0 | 0 | 0 | 0 | 0 | 0 | 0 | 0 | 0 | 0 | 0 | 0 | 0 | 0 | 0 | 0 | 0 | 0 | 0 | 0 | 0 | 0 | 0 | 0 | 0 | 0 | 0 | 0 | 0 | 0 | 0 | 0 | 0 | 0 | 0 | 0 | 0 | 0 | 0 | 0 | 0 | #REF! | #REF! | #REF!
20 | 221.31 |  |  |  | 221.31 | Reflector | 0 | 0 | 0 | 0 | 0 | 0 | 0 | 0 | 0 | 0 | 0 | 0 | 0 | 0 | 0 | 0 | 0 | 0 | 0 | 0 | 0 | 0 | 0 | 0 | 0 | 0 | 0 | 0 | 0 | 0 | 0 | 0 | 0 | 0 | 0 | 0 | 0 | 0 | 0 | 0 | 0 | 0 | 0 | 0 | 0 | 0 | 0 | 0 | 0 | 0 | 0 | 0 | 0 | 0 | 0 | 0 | 0 | 0 | 0 | 0 | 0 | 0 | 0 | 0 | 0 | 0 | 0 | 0 | 0 | 0 | 0 | 0 | 0 | 0 | 0 | 0 | 0 | 0 | 0 | 0 | 0 | 0 | 0 | 0 | 0 | 0 | 0 | 0 | 0 | 0 | 0 | 0 | 0 | 0 | 0 | 0 | #DIV/0! | #DIV/0! | #DIV/0! | #N/A | 0 | 0 | 0 | 0 | 0 | 0 | 0 | 0 | 0 | 0 | 0 | 0 | 0 | 0 | 0 | 0 | 0 | 0 | 0 | 0 | 0 | 0 | 0 | 0 | #DIV/0! | #DIV/0! | #DIV/0! | #VALUE! | 0 | 0 | 0 | 0 | 0 | 0 | 0 | 0 | 0 | 0 | 0 | 0 | 0 | 0 | 0 | 0 | 0 | 0 | 0 | 0 | 0 | 0 | 0 | 0 | 0 | 0 | 0 | 0 | 0 | 0 | 0 | 0 | 0 | 0 | 0 | 0 | 0 | 0 | 0 | 0 | 0 | 0 | 0 | 0 | 0 | 0 | 0 | 0 | 0 | 0 | 0 | 0 | 0 | 0 | 0 | 0 | 0 | 0 | 0 | 0 | 0 | 0 | 0 | 0 | 0 | 0 | 0 | 0 | #REF! | #REF! | #REF!
20 | 221.32 |  |  |  | 221.32 | Shield | 0 | 0 | 0 | 0 | 0 | 0 | 0 | 0 | 0 | 0 | 0 | 0 | 0 | 0 | 0 | 0 | 0 | 0 | 0 | 0 | 0 | 0 | 0 | 0 | 0 | 0 | 0 | 0 | 0 | 0 | 0 | 0 | 0 | 0 | 0 | 0 | 0 | 0 | 0 | 0 | 0 | 0 | 0 | 0 | 0 | 0 | 0 | 0 | 0 | 0 | 0 | 0 | 0 | 0 | 0 | 0 | 0 | 0 | 0 | 0 | 0 | 0 | 0 | 0 | 0 | 0 | 0 | 0 | 0 | 0 | 0 | 0 | 0 | 0 | 0 | 0 | 0 | 0 | 0 | 0 | 0 | 0 | 0 | 0 | 0 | 0 | 0 | 0 | 0 | 0 | 0 | 0 | 0 | 0 | 0 | 0 | #DIV/0! | #DIV/0! | #DIV/0! | #N/A | 0 | 0 | 0 | 0 | 0 | 0 | 0 | 0 | 0 | 0 | 0 | 0 | 0 | 0 | 0 | 0 | 0 | 0 | 0 | 0 | 0 | 0 | 0 | 0 | #DIV/0! | #DIV/0! | #DIV/0! | #VALUE! | 0 | 0 | 0 | 0 | 0 | 0 | 0 | 0 | 0 | 0 | 0 | 0 | 0 | 0 | 0 | 0 | 0 | 0 | 0 | 0 | 0 | 0 | 0 | 0 | 0 | 0 | 0 | 0 | 0 | 0 | 0 | 0 | 0 | 0 | 0 | 0 | 0 | 0 | 0 | 0 | 0 | 0 | 0 | 0 | 0 | 0 | 0 | 0 | 0 | 0 | 0 | 0 | 0 | 0 | 0 | 0 | 0 | 0 | 0 | 0 | 0 | 0 | 0 | 0 | 0 | 0 | 0 | 0 | #REF! | #REF! | #REF!
20 | 221.33 |  |  |  | 221.33 | Moderator | 0 | 0 | 0 | 90.3133 | 0 | 0 | 0 | 64.1169 | 0 | 0 | 0 | 146.3774 | 0 | 0 | 0 | 103.9268 | 0 | 0 | 0 | 88.4523 | 0 | 0 | 0 | 62.7726 | 0 | 0 | 0 | 200.5871 | 0 | 0 | 0 | 142.4511 | 0 | 0 | 0 | 0 | 0 | 0 | 0 | 0 | 0 | 0 | 0 | 0 | 0 | 0 | 0 | 0 | 0 | 0 | 0 | 0 | 0 | 0 | 0 | 0 | 0 | 0 | 0 | 0 | 0 | 0 | 0 | 0 | 0 | 0 | 0 | 0 | 0 | 0 | 0 | 0 | 0 | 0 | 0 | 0 | 0 | 0 | 0 | 0 | 0 | 0 | 0 | 0 | 0 | 0 | 0 | 0 | 0 | 0 | 0 | 0 | 0 | 0 | 0 | 0 | #DIV/0! | #DIV/0! | #DIV/0! | #N/A | 0 | 0 | 0 | 0 | 0 | 0 | 0 | 0 | 0 | 0 | 0 | 0 | 0 | 0 | 0 | 0 | 0 | 0 | 0 | 0 | 0 | 0 | 0 | 0 | #DIV/0! | #DIV/0! | #DIV/0! | #VALUE! | 0 | 0 | 0 | 0 | 0 | 0 | 0 | 0 | 0 | 0 | 0 | 0 | 0 | 0 | 0 | 0 | 0 | 0 | 0 | 0 | 0 | 0 | 0 | 0 | 0 | 0 | 0 | 0 | 0 | 0 | 0 | 0 | 0 | 0 | 0 | 0 | 0 | 0 | 0 | 0 | 0 | 0 | 0 | 0 | 0 | 0 | 0 | 0 | 0 | 0 | 0 | 0 | 0 | 0 | 0 | 0 | 0 | 0 | 0 | 0 | 0 | 0 | 0 | 0 | 0 | 0 | 0 | 0 | #REF! | #REF! | #REF!
20 | 222 |  |  | 222 |  | Main Heat Transport System | 0 | 0 | 0 | 104.5791 | 0 | 0 | 0 | 77.1085 | 0 | 0 | 0 | 122.0089 | 0 | 0 | 0 | 89.9247 | 0 | 0 | 0 | 126.6866 | 0 | 0 | 0 | 93.3981 | 0 | 0 | 0 | 147.7059 | 0 | 0 | 0 | 108.901 | 0 | 0 | 0 | 0 | 0 | 0 | 0 | 0 | 0 | 0 | 0 | 0 | 0 | 0 | 0 | 0 | 0 | 0 | 0 | 0 | 0 | 0 | 0 | 0 | 0 | 0 | 0 | 57.2112 | 0 | 0 | 0 | 27.611 | 0 | 0 | 0 | 31.2746 | 0 | 0 | 0 | 26.5731 | 0 | 0 | 0 | 34.3738 | 0 | 0 | 0 | 0 | 0 | 0 | 0 | 0 | 0 | 0 | 0 | 0 | 0 | 0 | 0 | 0 | 0 | 0 | 0 | 38.9782 | #DIV/0! | #DIV/0! | #DIV/0! | #N/A | 0 | 0 | 0 | 0 | 0 | 0 | 0 | 0 | 0 | 0 | 0 | 0 | 0 | 0 | 0 | 0 | 0 | 0 | 0 | 0 | 0 | 0 | 0 | 0 | #DIV/0! | #DIV/0! | #DIV/0! | #VALUE! | 0 | 0 | 0 | 0 | 0 | 0 | 0 | 465.278 | 0 | 0 | 0 | 163.3601 | 0 | 0 | 0 | 163.3601 | 0 | 0 | 0 | 72.988 | 0 | 0 | 0 | 64.8565 | 0 | 0 | 0 | 55.982 | 0 | 0 | 0 | 111.9639 | 0 | 0 | 0 | 433.9092 | 0 | 0 | 0 | 378.1724 | 0 | 0 | 0 | 342.1267 | 0 | 0 | 0 | 650.4643 | 0 | 0 | 0 | 567.2603 | 0 | 0 | 0 | 516.2814 | 0 | 0 | 0 | 362.8124 | 0 | 0 | 0 | 319.1261 | 0 | 0 | 0 | 288.8912 | #REF! | #REF! | #REF!
20 | 222.1 |  |  |  | 222.1 | Reactor coolant system | 0 | 0 | 0 | 0 | 0 | 0 | 0 | 0 | 0 | 0 | 0 | 0 | 0 | 0 | 0 | 0 | 0 | 0 | 0 | 0 | 0 | 0 | 0 | 0 | 0 | 0 | 0 | 0 | 0 | 0 | 0 | 0 | 0 | 0 | 0 | 0 | 0 | 0 | 0 | 0 | 0 | 0 | 0 | 0 | 0 | 0 | 0 | 0 | 0 | 0 | 0 | 0 | 0 | 0 | 0 | 0 | 0 | 0 | 0 | 0 | 0 | 0 | 0 | 0 | 0 | 0 | 0 | 0 | 0 | 0 | 0 | 0 | 0 | 0 | 0 | 0 | 0 | 0 | 0 | 0 | 0 | 0 | 0 | 0 | 0 | 0 | 0 | 0 | 0 | 0 | 0 | 0 | 0 | 0 | 0 | 0 | #DIV/0! | #DIV/0! | #DIV/0! | #N/A | 0 | 0 | 0 | 0 | 0 | 0 | 0 | 0 | 0 | 0 | 0 | 0 | 0 | 0 | 0 | 0 | 0 | 0 | 0 | 0 | 0 | 0 | 0 | 0 | #DIV/0! | #DIV/0! | #DIV/0! | #VALUE! | 0 | 0 | 0 | 0 | 0 | 0 | 0 | 51.8425 | 0 | 0 | 0 | 0 | 0 | 0 | 0 | 0 | 0 | 0 | 0 | 0 | 0 | 0 | 0 | 0 | 0 | 0 | 0 | 0 | 0 | 0 | 0 | 0 | 0 | 0 | 0 | 0 | 0 | 0 | 0 | 0 | 0 | 0 | 0 | 0 | 0 | 0 | 0 | 0 | 0 | 0 | 0 | 0 | 0 | 0 | 0 | 0 | 0 | 0 | 0 | 0 | 0 | 0 | 0 | 0 | 0 | 0 | 0 | 0 | #REF! | #REF! | #REF!
20 | 222.2 |  |  |  | 222.2 | Heat exchangers | 0 | 0 | 0 | 104.5791 | 0 | 0 | 0 | 77.1085 | 0 | 0 | 0 | 122.0089 | 0 | 0 | 0 | 89.9247 | 0 | 0 | 0 | 126.6866 | 0 | 0 | 0 | 93.3981 | 0 | 0 | 0 | 147.7059 | 0 | 0 | 0 | 108.901 | 0 | 0 | 0 | 0 | 0 | 0 | 0 | 0 | 0 | 0 | 0 | 0 | 0 | 0 | 0 | 0 | 0 | 0 | 0 | 0 | 0 | 0 | 0 | 0 | 0 | 0 | 0 | 0 | 0 | 0 | 0 | 0 | 0 | 0 | 0 | 0 | 0 | 0 | 0 | 0 | 0 | 0 | 0 | 0 | 0 | 0 | 0 | 0 | 0 | 0 | 0 | 0 | 0 | 0 | 0 | 0 | 0 | 0 | 0 | 0 | 0 | 0 | 0 | 0 | #DIV/0! | #DIV/0! | #DIV/0! | #N/A | 0 | 0 | 0 | 0 | 0 | 0 | 0 | 0 | 0 | 0 | 0 | 0 | 0 | 0 | 0 | 0 | 0 | 0 | 0 | 0 | 0 | 0 | 0 | 0 | #DIV/0! | #DIV/0! | #DIV/0! | #VALUE! | 0 | 0 | 0 | 0 | 0 | 0 | 0 | 0 | 0 | 0 | 0 | 0 | 0 | 0 | 0 | 0 | 0 | 0 | 0 | 0 | 0 | 0 | 0 | 0 | 0 | 0 | 0 | 0 | 0 | 0 | 0 | 0 | 0 | 0 | 0 | 0 | 0 | 0 | 0 | 0 | 0 | 0 | 0 | 0 | 0 | 0 | 0 | 0 | 0 | 0 | 0 | 0 | 0 | 0 | 0 | 0 | 0 | 0 | 0 | 0 | 0 | 0 | 0 | 0 | 0 | 0 | 0 | 0 | #REF! | #REF! | #REF!
20 | 222.3 |  |  |  | 222.3 | Pressurizer system | 0 | 0 | 0 | 0 | 0 | 0 | 0 | 0 | 0 | 0 | 0 | 0 | 0 | 0 | 0 | 0 | 0 | 0 | 0 | 0 | 0 | 0 | 0 | 0 | 0 | 0 | 0 | 0 | 0 | 0 | 0 | 0 | 0 | 0 | 0 | 0 | 0 | 0 | 0 | 0 | 0 | 0 | 0 | 0 | 0 | 0 | 0 | 0 | 0 | 0 | 0 | 0 | 0 | 0 | 0 | 0 | 0 | 0 | 0 | 0 | 0 | 0 | 0 | 0 | 0 | 0 | 0 | 0 | 0 | 0 | 0 | 0 | 0 | 0 | 0 | 0 | 0 | 0 | 0 | 0 | 0 | 0 | 0 | 0 | 0 | 0 | 0 | 0 | 0 | 0 | 0 | 0 | 0 | 0 | 0 | 0 | #DIV/0! | #DIV/0! | #DIV/0! | #N/A | 0 | 0 | 0 | 0 | 0 | 0 | 0 | 0 | 0 | 0 | 0 | 0 | 0 | 0 | 0 | 0 | 0 | 0 | 0 | 0 | 0 | 0 | 0 | 0 | #DIV/0! | #DIV/0! | #DIV/0! | #VALUE! | 0 | 0 | 0 | 0 | 0 | 0 | 0 | 5.0839 | 0 | 0 | 0 | 0 | 0 | 0 | 0 | 0 | 0 | 0 | 0 | 0 | 0 | 0 | 0 | 0 | 0 | 0 | 0 | 0 | 0 | 0 | 0 | 0 | 0 | 0 | 0 | 0 | 0 | 0 | 0 | 0 | 0 | 0 | 0 | 0 | 0 | 0 | 0 | 0 | 0 | 0 | 0 | 0 | 0 | 0 | 0 | 0 | 0 | 0 | 0 | 0 | 0 | 0 | 0 | 0 | 0 | 0 | 0 | 0 | #REF! | #REF! | #REF!
20 | 223 |  |  | 223 |  | Safety Systems | 0 | 0 | 0 | 70.0524 | 0 | 0 | 0 | 70.0269 | 0 | 0 | 0 | 160.4767 | 0 | 0 | 0 | 160.4628 | 0 | 0 | 0 | 91.6861 | 0 | 0 | 0 | 91.6385 | 0 | 0 | 0 | 210.003 | 0 | 0 | 0 | 210.003 | 0 | 0 | 0 | 0 | 0 | 0 | 0 | 0 | 0 | 0 | 0 | 0 | 0 | 0 | 0 | 0 | 0 | 0 | 0 | 0 | 0 | 0 | 0 | 0 | 0 | 0 | 0 | 68.0323 | 0 | 0 | 0 | 34.6344 | 0 | 0 | 0 | 35.955 | 0 | 0 | 0 | 32.1947 | 0 | 0 | 0 | 26.7902 | 0 | 0 | 0 | 0 | 0 | 0 | 0 | 0 | 0 | 0 | 0 | 0 | 0 | 0 | 0 | 3.4316 | 0 | 0 | 0 | 0 | #DIV/0! | #DIV/0! | #DIV/0! | #N/A | 0 | 0 | 0 | 0 | 0 | 0 | 0 | 0 | 0 | 0 | 0 | 0 | 0 | 0 | 0 | 0 | 0 | 0 | 0 | 0 | 0 | 0 | 0 | 0 | #DIV/0! | #DIV/0! | #DIV/0! | #VALUE! | 0 | 0 | 0 | 0 | 0 | 0 | 0 | 0 | 0 | 0 | 0 | 61.7535 | 0 | 0 | 0 | 61.7535 | 0 | 0 | 0 | 25.8924 | 0 | 0 | 0 | 23.1031 | 0 | 0 | 0 | 20.5399 | 0 | 0 | 0 | 41.0827 | 0 | 0 | 0 | 80.0543 | 0 | 0 | 0 | 68.9916 | 0 | 0 | 0 | 62.8426 | 0 | 0 | 0 | 72.5503 | 0 | 0 | 0 | 62.9453 | 0 | 0 | 0 | 58.0631 | 0 | 0 | 0 | 65.1025 | 0 | 0 | 0 | 56.2633 | 0 | 0 | 0 | 51.7624 | #REF! | #REF! | #REF!
20 | 223.1 |  |  |  | 223.1 | Residual Heat Removal System | 0 | 0 | 0 | 0 | 0 | 0 | 0 | 0 | 0 | 0 | 0 | 0 | 0 | 0 | 0 | 0 | 0 | 0 | 0 | 0 | 0 | 0 | 0 | 0 | 0 | 0 | 0 | 0 | 0 | 0 | 0 | 0 | 0 | 0 | 0 | 0 | 0 | 0 | 0 | 0 | 0 | 0 | 0 | 0 | 0 | 0 | 0 | 0 | 0 | 0 | 0 | 0 | 0 | 0 | 0 | 0 | 0 | 0 | 0 | 0 | 0 | 0 | 0 | 0 | 0 | 0 | 0 | 0 | 0 | 0 | 0 | 0 | 0 | 0 | 0 | 0 | 0 | 0 | 0 | 0 | 0 | 0 | 0 | 0 | 0 | 0 | 0 | 0 | 0 | 0 | 0 | 0 | 0 | 0 | 0 | 0 | #DIV/0! | #DIV/0! | #DIV/0! | #N/A | 0 | 0 | 0 | 0 | 0 | 0 | 0 | 0 | 0 | 0 | 0 | 0 | 0 | 0 | 0 | 0 | 0 | 0 | 0 | 0 | 0 | 0 | 0 | 0 | #DIV/0! | #DIV/0! | #DIV/0! | #VALUE! | 0 | 0 | 0 | 0 | 0 | 0 | 0 | 0 | 0 | 0 | 0 | 0 | 0 | 0 | 0 | 0 | 0 | 0 | 0 | 0 | 0 | 0 | 0 | 0 | 0 | 0 | 0 | 0 | 0 | 0 | 0 | 0 | 0 | 0 | 0 | 0 | 0 | 0 | 0 | 0 | 0 | 0 | 0 | 0 | 0 | 0 | 0 | 0 | 0 | 0 | 0 | 0 | 0 | 0 | 0 | 0 | 0 | 0 | 0 | 0 | 0 | 0 | 0 | 0 | 0 | 0 | 0 | 0 | #REF! | #REF! | #REF!
20 | 223.3 |  |  |  | 223.3 | Safety Injection System | 0 | 0 | 0 | 0 | 0 | 0 | 0 | 0 | 0 | 0 | 0 | 0 | 0 | 0 | 0 | 0 | 0 | 0 | 0 | 0 | 0 | 0 | 0 | 0 | 0 | 0 | 0 | 0 | 0 | 0 | 0 | 0 | 0 | 0 | 0 | 0 | 0 | 0 | 0 | 0 | 0 | 0 | 0 | 0 | 0 | 0 | 0 | 0 | 0 | 0 | 0 | 0 | 0 | 0 | 0 | 0 | 0 | 0 | 0 | 0 | 0 | 0 | 0 | 0 | 0 | 0 | 0 | 0 | 0 | 0 | 0 | 0 | 0 | 0 | 0 | 0 | 0 | 0 | 0 | 0 | 0 | 0 | 0 | 0 | 0 | 0 | 0 | 0 | 0 | 0 | 0 | 0 | 0 | 0 | 0 | 0 | #DIV/0! | #DIV/0! | #DIV/0! | #N/A | 0 | 0 | 0 | 0 | 0 | 0 | 0 | 0 | 0 | 0 | 0 | 0 | 0 | 0 | 0 | 0 | 0 | 0 | 0 | 0 | 0 | 0 | 0 | 0 | #DIV/0! | #DIV/0! | #DIV/0! | #VALUE! | 0 | 0 | 0 | 0 | 0 | 0 | 0 | 0 | 0 | 0 | 0 | 0 | 0 | 0 | 0 | 0 | 0 | 0 | 0 | 0 | 0 | 0 | 0 | 0 | 0 | 0 | 0 | 0 | 0 | 0 | 0 | 0 | 0 | 0 | 0 | 0 | 0 | 0 | 0 | 0 | 0 | 0 | 0 | 0 | 0 | 0 | 0 | 0 | 0 | 0 | 0 | 0 | 0 | 0 | 0 | 0 | 0 | 0 | 0 | 0 | 0 | 0 | 0 | 0 | 0 | 0 | 0 | 0 | #REF! | #REF! | #REF!
20 | 223.4 |  |  |  | 223.4 | Containment Spray System | 0 | 0 | 0 | 0 | 0 | 0 | 0 | 0 | 0 | 0 | 0 | 0 | 0 | 0 | 0 | 0 | 0 | 0 | 0 | 0 | 0 | 0 | 0 | 0 | 0 | 0 | 0 | 0 | 0 | 0 | 0 | 0 | 0 | 0 | 0 | 0 | 0 | 0 | 0 | 0 | 0 | 0 | 0 | 0 | 0 | 0 | 0 | 0 | 0 | 0 | 0 | 0 | 0 | 0 | 0 | 0 | 0 | 0 | 0 | 0 | 0 | 0 | 0 | 0 | 0 | 0 | 0 | 0 | 0 | 0 | 0 | 0 | 0 | 0 | 0 | 0 | 0 | 0 | 0 | 0 | 0 | 0 | 0 | 0 | 0 | 0 | 0 | 0 | 0 | 0 | 0 | 0 | 0 | 0 | 0 | 0 | #DIV/0! | #DIV/0! | #DIV/0! | #N/A | 0 | 0 | 0 | 0 | 0 | 0 | 0 | 0 | 0 | 0 | 0 | 0 | 0 | 0 | 0 | 0 | 0 | 0 | 0 | 0 | 0 | 0 | 0 | 0 | #DIV/0! | #DIV/0! | #DIV/0! | #VALUE! | 0 | 0 | 0 | 0 | 0 | 0 | 0 | 0 | 0 | 0 | 0 | 0 | 0 | 0 | 0 | 0 | 0 | 0 | 0 | 17.4197 | 0 | 0 | 0 | 15.0884 | 0 | 0 | 0 | 13.3968 | 0 | 0 | 0 | 26.7951 | 0 | 0 | 0 | 16.3323 | 0 | 0 | 0 | 15.0432 | 0 | 0 | 0 | 13.9242 | 0 | 0 | 0 | 16.3923 | 0 | 0 | 0 | 15.2742 | 0 | 0 | 0 | 14.3305 | 0 | 0 | 0 | 13.0158 | 0 | 0 | 0 | 12.0482 | 0 | 0 | 0 | 11.2003 | #REF! | #REF! | #REF!
20 | 223.5 |  |  |  | 223.5 | Combustible Gas Control System | 0 | 0 | 0 | 0 | 0 | 0 | 0 | 0 | 0 | 0 | 0 | 0 | 0 | 0 | 0 | 0 | 0 | 0 | 0 | 0 | 0 | 0 | 0 | 0 | 0 | 0 | 0 | 0 | 0 | 0 | 0 | 0 | 0 | 0 | 0 | 0 | 0 | 0 | 0 | 0 | 0 | 0 | 0 | 0 | 0 | 0 | 0 | 0 | 0 | 0 | 0 | 0 | 0 | 0 | 0 | 0 | 0 | 0 | 0 | 0 | 0 | 0 | 0 | 0 | 0 | 0 | 0 | 0 | 0 | 0 | 0 | 0 | 0 | 0 | 0 | 0 | 0 | 0 | 0 | 0 | 0 | 0 | 0 | 0 | 0 | 0 | 0 | 0 | 0 | 0 | 0 | 0 | 0 | 0 | 0 | 0 | #DIV/0! | #DIV/0! | #DIV/0! | #N/A | 0 | 0 | 0 | 0 | 0 | 0 | 0 | 0 | 0 | 0 | 0 | 0 | 0 | 0 | 0 | 0 | 0 | 0 | 0 | 0 | 0 | 0 | 0 | 0 | #DIV/0! | #DIV/0! | #DIV/0! | #VALUE! | 0 | 0 | 0 | 0 | 0 | 0 | 0 | 0 | 0 | 0 | 0 | 0 | 0 | 0 | 0 | 0 | 0 | 0 | 0 | 0 | 0 | 0 | 0 | 0 | 0 | 0 | 0 | 0 | 0 | 0 | 0 | 0 | 0 | 0 | 0 | 0 | 0 | 0 | 0 | 0 | 0 | 0 | 0 | 0 | 0 | 0 | 0 | 0 | 0 | 0 | 0 | 0 | 0 | 0 | 0 | 0 | 0 | 0 | 0 | 0 | 0 | 0 | 0 | 0 | 0 | 0 | 0 | 0 | #REF! | #REF! | #REF!
20 | 223.2 |  |  |  | 223.2 | Reactor Cavity Cooling System (RCCS) | 0 | 0 | 0 | 70.0524 | 0 | 0 | 0 | 70.0269 | 0 | 0 | 0 | 160.4767 | 0 | 0 | 0 | 160.4628 | 0 | 0 | 0 | 91.6861 | 0 | 0 | 0 | 91.6385 | 0 | 0 | 0 | 210.003 | 0 | 0 | 0 | 210.003 | 0 | 0 | 0 | 0 | 0 | 0 | 0 | 0 | 0 | 0 | 0 | 0 | 0 | 0 | 0 | 0 | 0 | 0 | 0 | 0 | 0 | 0 | 0 | 0 | 0 | 0 | 0 | 0 | 0 | 0 | 0 | 0 | 0 | 0 | 0 | 0 | 0 | 0 | 0 | 0 | 0 | 0 | 0 | 0 | 0 | 0 | 0 | 0 | 0 | 0 | 0 | 0 | 0 | 0 | 0 | 0 | 0 | 0 | 0 | 0 | 0 | 0 | 0 | 0 | #DIV/0! | #DIV/0! | #DIV/0! | #N/A | 0 | 0 | 0 | 0 | 0 | 0 | 0 | 0 | 0 | 0 | 0 | 0 | 0 | 0 | 0 | 0 | 0 | 0 | 0 | 0 | 0 | 0 | 0 | 0 | #DIV/0! | #DIV/0! | #DIV/0! | #VALUE! | 0 | 0 | 0 | 0 | 0 | 0 | 0 | 0 | 0 | 0 | 0 | 0 | 0 | 0 | 0 | 0 | 0 | 0 | 0 | 8.4727 | 0 | 0 | 0 | 8.0147 | 0 | 0 | 0 | 7.1431 | 0 | 0 | 0 | 14.2876 | 0 | 0 | 0 | 63.722 | 0 | 0 | 0 | 53.9484 | 0 | 0 | 0 | 48.9184 | 0 | 0 | 0 | 56.158 | 0 | 0 | 0 | 47.6711 | 0 | 0 | 0 | 43.7326 | 0 | 0 | 0 | 52.0867 | 0 | 0 | 0 | 44.2151 | 0 | 0 | 0 | 40.5621 | #REF! | #REF! | #REF!
20 | 224 |  |  | 224 |  | Radioactive Byproduct Processing Systems | 0 | 0 | 0 | 0 | 0 | 0 | 0 | 0 | 0 | 0 | 0 | 0 | 0 | 0 | 0 | 0 | 0 | 0 | 0 | 0 | 0 | 0 | 0 | 0 | 0 | 0 | 0 | 0 | 0 | 0 | 0 | 0 | 0 | 0 | 0 | 0 | 0 | 0 | 0 | 0 | 0 | 0 | 0 | 0 | 0 | 0 | 0 | 0 | 0 | 0 | 0 | 0 | 0 | 0 | 0 | 0 | 0 | 0 | 0 | 86.0986 | 0 | 0 | 0 | 58.4176 | 0 | 0 | 0 | 67.8799 | 0 | 0 | 0 | 55.4685 | 0 | 0 | 0 | 55.5102 | 0 | 0 | 0 | 0 | 0 | 0 | 0 | 0 | 0 | 0 | 0 | 0 | 0 | 0 | 0 | 27.9546 | 0 | 0 | 0 | 36.4642 | #DIV/0! | #DIV/0! | #DIV/0! | #N/A | 0 | 0 | 0 | 0 | 0 | 0 | 0 | 0 | 0 | 0 | 0 | 0 | 0 | 0 | 0 | 0 | 0 | 0 | 0 | 0 | 0 | 0 | 0 | 0 | #DIV/0! | #DIV/0! | #DIV/0! | #VALUE! | 0 | 0 | 0 | 0 | 0 | 0 | 0 | 199.3427 | 0 | 0 | 0 | 73.8668 | 0 | 0 | 0 | 73.8668 | 0 | 0 | 0 | 0 | 0 | 0 | 0 | 0 | 0 | 0 | 0 | 0 | 0 | 0 | 0 | 0 | 0 | 0 | 0 | 0 | 0 | 0 | 0 | 0 | 0 | 0 | 0 | 0 | 0 | 0 | 0 | 0 | 0 | 0 | 0 | 0 | 0 | 0 | 0 | 0 | 0 | 0 | 0 | 0 | 0 | 0 | 0 | 0 | 0 | 0 | 0 | 0 | #REF! | #REF! | #REF!
20 | 225 |  |  | 225 |  | Fuel Handling Systems | 0 | 0 | 0 | 314.5144 | 0 | 0 | 0 | 223.3141 | 0 | 0 | 0 | 511.5716 | 0 | 0 | 0 | 363.2097 | 0 | 0 | 0 | 404.2177 | 0 | 0 | 0 | 286.9708 | 0 | 0 | 0 | 657.4006 | 0 | 0 | 0 | 466.7526 | 0 | 0 | 0 | 0 | 0 | 0 | 0 | 0 | 0 | 0 | 0 | 0 | 0 | 0 | 0 | 0 | 0 | 0 | 0 | 0 | 0 | 0 | 0 | 0 | 0 | 0 | 0 | 11.8506 | 0 | 0 | 0 | 8.8346 | 0 | 0 | 0 | 10.6039 | 0 | 0 | 0 | 8.656 | 0 | 0 | 0 | 5.4581 | 0 | 0 | 0 | 0 | 0 | 0 | 0 | 0 | 0 | 0 | 0 | 0 | 0 | 0 | 0 | 18.82 | 0 | 0 | 0 | 24.3173 | #DIV/0! | #DIV/0! | #DIV/0! | #N/A | 0 | 0 | 0 | 0 | 0 | 0 | 0 | 0 | 0 | 0 | 0 | 0 | 0 | 0 | 0 | 0 | 0 | 0 | 0 | 0 | 0 | 0 | 0 | 0 | #DIV/0! | #DIV/0! | #DIV/0! | #VALUE! | 0 | 0 | 0 | 0 | 0 | 0 | 0 | 0 | 0 | 0 | 0 | 51.61 | 0 | 0 | 0 | 51.61 | 0 | 0 | 0 | 53.9255 | 0 | 0 | 0 | 50.04 | 0 | 0 | 0 | 44.8382 | 0 | 0 | 0 | 58.2084 | 0 | 0 | 0 | 65.0391 | 0 | 0 | 0 | 58.8419 | 0 | 0 | 0 | 54.3453 | 0 | 0 | 0 | 55.874 | 0 | 0 | 0 | 50.5443 | 0 | 0 | 0 | 47.103 | 0 | 0 | 0 | 51.8234 | 0 | 0 | 0 | 46.88 | 0 | 0 | 0 | 43.6882 | #REF! | #REF! | #REF!
20 | 225.1 |  |  |  | 225.1 | Core Refueling Equipment | 0 | 0 | 0 | 314.5144 | 0 | 0 | 0 | 223.3141 | 0 | 0 | 0 | 511.5716 | 0 | 0 | 0 | 363.2097 | 0 | 0 | 0 | 404.2177 | 0 | 0 | 0 | 286.9708 | 0 | 0 | 0 | 657.4006 | 0 | 0 | 0 | 466.7526 | 0 | 0 | 0 | 0 | 0 | 0 | 0 | 0 | 0 | 0 | 0 | 0 | 0 | 0 | 0 | 0 | 0 | 0 | 0 | 0 | 0 | 0 | 0 | 0 | 0 | 0 | 0 | 0 | 0 | 0 | 0 | 0 | 0 | 0 | 0 | 0 | 0 | 0 | 0 | 0 | 0 | 0 | 0 | 0 | 0 | 0 | 0 | 0 | 0 | 0 | 0 | 0 | 0 | 0 | 0 | 0 | 0 | 0 | 0 | 0 | 0 | 0 | 0 | 0 | #DIV/0! | #DIV/0! | #DIV/0! | #N/A | 0 | 0 | 0 | 0 | 0 | 0 | 0 | 0 | 0 | 0 | 0 | 0 | 0 | 0 | 0 | 0 | 0 | 0 | 0 | 0 | 0 | 0 | 0 | 0 | #DIV/0! | #DIV/0! | #DIV/0! | #VALUE! | 0 | 0 | 0 | 0 | 0 | 0 | 0 | 0 | 0 | 0 | 0 | 0 | 0 | 0 | 0 | 0 | 0 | 0 | 0 | 0 | 0 | 0 | 0 | 0 | 0 | 0 | 0 | 0 | 0 | 0 | 0 | 0 | 0 | 0 | 0 | 0 | 0 | 0 | 0 | 0 | 0 | 0 | 0 | 0 | 0 | 0 | 0 | 0 | 0 | 0 | 0 | 0 | 0 | 0 | 0 | 0 | 0 | 0 | 0 | 0 | 0 | 0 | 0 | 0 | 0 | 0 | 0 | 0 | #REF! | #REF! | #REF!
20 | 226 |  |  | 226 |  | Other Reactor Plant Equipment | 0 | 0 | 0 | 0 | 0 | 0 | 0 | 0 | 0 | 0 | 0 | 0 | 0 | 0 | 0 | 0 | 0 | 0 | 0 | 0 | 0 | 0 | 0 | 0 | 0 | 0 | 0 | 0 | 0 | 0 | 0 | 0 | 0 | 0 | 0 | 0 | 0 | 0 | 0 | 0 | 0 | 0 | 0 | 0 | 0 | 0 | 0 | 0 | 0 | 0 | 0 | 0 | 0 | 0 | 0 | 0 | 0 | 0 | 0 | 187.9077 | 0 | 0 | 0 | 105.3278 | 0 | 0 | 0 | 104.1484 | 0 | 0 | 0 | 93.5716 | 0 | 0 | 0 | 50.5632 | 0 | 0 | 0 | 0 | 0 | 0 | 0 | 0 | 0 | 0 | 0 | 0 | 0 | 0 | 0 | 66.052 | 0 | 0 | 0 | 66.1004 | #DIV/0! | #DIV/0! | #DIV/0! | #N/A | 0 | 0 | 0 | 0 | 0 | 0 | 0 | 0 | 0 | 0 | 0 | 0 | 0 | 0 | 0 | 0 | 0 | 0 | 0 | 0 | 0 | 0 | 0 | 0 | #DIV/0! | #DIV/0! | #DIV/0! | #VALUE! | 0 | 0 | 0 | 0 | 0 | 0 | 0 | 130.7769 | 0 | 0 | 0 | 148.5915 | 0 | 0 | 0 | 148.5915 | 0 | 0 | 0 | 0 | 0 | 0 | 0 | 0 | 0 | 0 | 0 | 0 | 0 | 0 | 0 | 0 | 0 | 0 | 0 | 0 | 0 | 0 | 0 | 0 | 0 | 0 | 0 | 0 | 0 | 0 | 0 | 0 | 0 | 0 | 0 | 0 | 0 | 0 | 0 | 0 | 0 | 0 | 0 | 0 | 0 | 0 | 0 | 0 | 0 | 0 | 0 | 0 | #REF! | #REF! | #REF!
20 | 227 |  |  | 227 |  | Reactor Instrumentation and Control (I&C) | 0 | 0 | 0 | 0 | 0 | 0 | 0 | 0 | 0 | 0 | 0 | 0 | 0 | 0 | 0 | 0 | 0 | 0 | 0 | 0 | 0 | 0 | 0 | 0 | 0 | 0 | 0 | 0 | 0 | 0 | 0 | 0 | 0 | 0 | 0 | 0 | 0 | 0 | 0 | 0 | 0 | 0 | 0 | 0 | 0 | 0 | 0 | 0 | 0 | 0 | 0 | 0 | 0 | 0 | 0 | 0 | 0 | 0 | 0 | 65.8515 | 0 | 0 | 0 | 60.1271 | 0 | 0 | 0 | 81.117 | 0 | 0 | 0 | 59.4974 | 0 | 0 | 0 | 81.1153 | 0 | 0 | 0 | 0 | 0 | 0 | 0 | 0 | 0 | 0 | 0 | 0 | 0 | 0 | 0 | 90.4826 | 0 | 0 | 0 | 131.3597 | #DIV/0! | #DIV/0! | #DIV/0! | #N/A | 0 | 0 | 0 | 0 | 0 | 0 | 0 | 0 | 0 | 0 | 0 | 0 | 0 | 0 | 0 | 0 | 0 | 0 | 0 | 0 | 0 | 0 | 0 | 0 | #DIV/0! | #DIV/0! | #DIV/0! | #VALUE! | 0 | 0 | 0 | 0 | 0 | 0 | 0 | 206.9017 | 0 | 0 | 0 | 55.5207 | 0 | 0 | 0 | 55.5207 | 0 | 0 | 0 | 33.8362 | 0 | 0 | 0 | 33.1536 | 0 | 0 | 0 | 32.5021 | 0 | 0 | 0 | 65.0043 | 0 | 0 | 0 | 57.9 | 0 | 0 | 0 | 52.651 | 0 | 0 | 0 | 48.3944 | 0 | 0 | 0 | 48.5492 | 0 | 0 | 0 | 43.843 | 0 | 0 | 0 | 40.454 | 0 | 0 | 0 | 50.9685 | 0 | 0 | 0 | 44.5866 | 0 | 0 | 0 | 41.2197 | #REF! | #REF! | #REF!
20 | 228 |  |  | 228 |  | Reactor Plant Miscellaneous Items | 0 | 0 | 0 | 0 | 0 | 0 | 0 | 0 | 0 | 0 | 0 | 0 | 0 | 0 | 0 | 0 | 0 | 0 | 0 | 0 | 0 | 0 | 0 | 0 | 0 | 0 | 0 | 0 | 0 | 0 | 0 | 0 | 0 | 0 | 0 | 0 | 0 | 0 | 0 | 0 | 0 | 0 | 0 | 0 | 0 | 0 | 0 | 0 | 0 | 0 | 0 | 0 | 0 | 0 | 0 | 0 | 0 | 0 | 0 | 25.4508 | 0 | 0 | 0 | 20.7877 | 0 | 0 | 0 | 27.0823 | 0 | 0 | 0 | 20.1359 | 0 | 0 | 0 | 28.6766 | 0 | 0 | 0 | 0 | 0 | 0 | 0 | 0 | 0 | 0 | 0 | 0 | 0 | 0 | 0 | 53.7939 | 0 | 0 | 0 | 14.8397 | #DIV/0! | #DIV/0! | #DIV/0! | #N/A | 0 | 0 | 0 | 0 | 0 | 0 | 0 | 0 | 0 | 0 | 0 | 0 | 0 | 0 | 0 | 0 | 0 | 0 | 0 | 0 | 0 | 0 | 0 | 0 | #DIV/0! | #DIV/0! | #DIV/0! | #VALUE! | 0 | 0 | 0 | 0 | 0 | 0 | 0 | 0 | 0 | 0 | 0 | 68.8992 | 0 | 0 | 0 | 68.8992 | 0 | 0 | 0 | 20.6595 | 0 | 0 | 0 | 16.5879 | 0 | 0 | 0 | 16.0693 | 0 | 0 | 0 | 25.1936 | 0 | 0 | 0 | 51.7934 | 0 | 0 | 0 | 41.4586 | 0 | 0 | 0 | 38.0427 | 0 | 0 | 0 | 45.7059 | 0 | 0 | 0 | 36.8201 | 0 | 0 | 0 | 34.2271 | 0 | 0 | 0 | 42.3923 | 0 | 0 | 0 | 34.1507 | 0 | 0 | 0 | 31.7457 | #REF! | #REF! | #REF!
20 | 23 |  | 23 |  |  | Energy Conversion System | 0 | 0 | 0 | 1129.554 | 0 | 0 | 0 | 1034.2172 | 0 | 0 | 0 | 2109.289 | 0 | 0 | 0 | 1998.2015 | 0 | 0 | 0 | 1123.2496 | 0 | 0 | 0 | 1012.5653 | 0 | 0 | 0 | 2656.1383 | 0 | 0 | 0 | 2525.7186 | 0 | 0 | 0 | 999.4503 | 0 | 0 | 0 | 571.9398 | 0 | 0 | 0 | 2264.6504 | 0 | 0 | 0 | 1282.5316 | 0 | 0 | 0 | 2640.9917 | 0 | 0 | 0 | 1444.2923 | 0 | 0 | 0 | 918.837 | 0 | 0 | 0 | 773.6673 | 0 | 0 | 0 | 795.1368 | 0 | 0 | 0 | 730.5269 | 0 | 0 | 0 | 779.4483 | 0 | 0 | 0 | 158.8242 | 0 | 0 | 0 | 619.3306 | 0 | 0 | 0 | 649.2038 | 0 | 0 | 0 | 479.4208 | 0 | 0 | 0 | 481.8053 | #DIV/0! | #DIV/0! | #DIV/0! | #N/A | 0 | 0 | 0 | 861.6398 | 0 | 0 | 0 | 764.6203 | 0 | 0 | 0 | 711.1239 | 0 | 0 | 0 | 673.5054 | 0 | 0 | 0 | 638.0408 | 0 | 0 | 0 | 627.0582 | #DIV/0! | #DIV/0! | #DIV/0! | #VALUE! | 0 | 0 | 0 | 415.7406 | 0 | 0 | 0 | 470.964 | 0 | 0 | 0 | 523.1505 | 0 | 0 | 0 | 523.1505 | 0 | 0 | 0 | 222.4874 | 0 | 0 | 0 | 220.4826 | 0 | 0 | 0 | 218.661 | 0 | 0 | 0 | 436.8257 | 0 | 0 | 0 | 744.9503 | 0 | 0 | 0 | 709.3063 | 0 | 0 | 0 | 704.6918 | 0 | 0 | 0 | 1057.038 | 0 | 0 | 0 | 987.7036 | 0 | 0 | 0 | 926.2998 | 0 | 0 | 0 | 541.1342 | 0 | 0 | 0 | 496.7213 | 0 | 0 | 0 | 452.7455 | #REF! | #REF! | #REF!
20 | 231 |  |  | 231 |  | Reactor-Application Interface Systems | 0 | 0 | 0 | 0 | 0 | 0 | 0 | 0 | 0 | 0 | 0 | 0 | 0 | 0 | 0 | 0 | 0 | 0 | 0 | 0 | 0 | 0 | 0 | 0 | 0 | 0 | 0 | 0 | 0 | 0 | 0 | 0 | 0 | 0 | 0 | 0 | 0 | 0 | 0 | 0 | 0 | 0 | 0 | 0 | 0 | 0 | 0 | 0 | 0 | 0 | 0 | 0 | 0 | 0 | 0 | 0 | 0 | 0 | 0 | 0 | 0 | 0 | 0 | 0 | 0 | 0 | 0 | 0 | 0 | 0 | 0 | 0 | 0 | 0 | 0 | 0 | 0 | 0 | 0 | 0 | 0 | 0 | 0 | 0 | 0 | 0 | 0 | 0 | 0 | 0 | 0 | 0 | 0 | 0 | 0 | 0 | #DIV/0! | #DIV/0! | #DIV/0! | #N/A | 0 | 0 | 0 | 0 | 0 | 0 | 0 | 0 | 0 | 0 | 0 | 0 | 0 | 0 | 0 | 0 | 0 | 0 | 0 | 0 | 0 | 0 | 0 | 0 | #DIV/0! | #DIV/0! | #DIV/0! | #VALUE! | 0 | 0 | 0 | 0 | 0 | 0 | 0 | 0 | 0 | 0 | 0 | 0 | 0 | 0 | 0 | 0 | 0 | 0 | 0 | 0 | 0 | 0 | 0 | 0 | 0 | 0 | 0 | 0 | 0 | 0 | 0 | 0 | 0 | 0 | 0 | 0 | 0 | 0 | 0 | 0 | 0 | 0 | 0 | 0 | 0 | 0 | 0 | 0 | 0 | 0 | 0 | 0 | 0 | 0 | 0 | 0 | 0 | 0 | 0 | 0 | 0 | 0 | 0 | 0 | 0 | 0 | 0 | 0 | #REF! | #REF! | #REF!
20 | 231.1 |  |  |  | 231.1 | Thermal Energy Piping Systems | 0 | 0 | 0 | 0 | 0 | 0 | 0 | 0 | 0 | 0 | 0 | 0 | 0 | 0 | 0 | 0 | 0 | 0 | 0 | 0 | 0 | 0 | 0 | 0 | 0 | 0 | 0 | 0 | 0 | 0 | 0 | 0 | 0 | 0 | 0 | 0 | 0 | 0 | 0 | 0 | 0 | 0 | 0 | 0 | 0 | 0 | 0 | 0 | 0 | 0 | 0 | 0 | 0 | 0 | 0 | 0 | 0 | 0 | 0 | 0 | 0 | 0 | 0 | 0 | 0 | 0 | 0 | 0 | 0 | 0 | 0 | 0 | 0 | 0 | 0 | 0 | 0 | 0 | 0 | 0 | 0 | 0 | 0 | 0 | 0 | 0 | 0 | 0 | 0 | 0 | 0 | 0 | 0 | 0 | 0 | 0 | #DIV/0! | #DIV/0! | #DIV/0! | #N/A | 0 | 0 | 0 | 0 | 0 | 0 | 0 | 0 | 0 | 0 | 0 | 0 | 0 | 0 | 0 | 0 | 0 | 0 | 0 | 0 | 0 | 0 | 0 | 0 | #DIV/0! | #DIV/0! | #DIV/0! | #VALUE! | 0 | 0 | 0 | 0 | 0 | 0 | 0 | 0 | 0 | 0 | 0 | 0 | 0 | 0 | 0 | 0 | 0 | 0 | 0 | 0 | 0 | 0 | 0 | 0 | 0 | 0 | 0 | 0 | 0 | 0 | 0 | 0 | 0 | 0 | 0 | 0 | 0 | 0 | 0 | 0 | 0 | 0 | 0 | 0 | 0 | 0 | 0 | 0 | 0 | 0 | 0 | 0 | 0 | 0 | 0 | 0 | 0 | 0 | 0 | 0 | 0 | 0 | 0 | 0 | 0 | 0 | 0 | 0 | #REF! | #REF! | #REF!
20 | 231.2 |  |  |  | 231.2 | Thermal Energy Storage Systems | 0 | 0 | 0 | 0 | 0 | 0 | 0 | 0 | 0 | 0 | 0 | 0 | 0 | 0 | 0 | 0 | 0 | 0 | 0 | 0 | 0 | 0 | 0 | 0 | 0 | 0 | 0 | 0 | 0 | 0 | 0 | 0 | 0 | 0 | 0 | 0 | 0 | 0 | 0 | 0 | 0 | 0 | 0 | 0 | 0 | 0 | 0 | 0 | 0 | 0 | 0 | 0 | 0 | 0 | 0 | 0 | 0 | 0 | 0 | 0 | 0 | 0 | 0 | 0 | 0 | 0 | 0 | 0 | 0 | 0 | 0 | 0 | 0 | 0 | 0 | 0 | 0 | 0 | 0 | 0 | 0 | 0 | 0 | 0 | 0 | 0 | 0 | 0 | 0 | 0 | 0 | 0 | 0 | 0 | 0 | 0 | #DIV/0! | #DIV/0! | #DIV/0! | #N/A | 0 | 0 | 0 | 0 | 0 | 0 | 0 | 0 | 0 | 0 | 0 | 0 | 0 | 0 | 0 | 0 | 0 | 0 | 0 | 0 | 0 | 0 | 0 | 0 | #DIV/0! | #DIV/0! | #DIV/0! | #VALUE! | 0 | 0 | 0 | 0 | 0 | 0 | 0 | 0 | 0 | 0 | 0 | 0 | 0 | 0 | 0 | 0 | 0 | 0 | 0 | 0 | 0 | 0 | 0 | 0 | 0 | 0 | 0 | 0 | 0 | 0 | 0 | 0 | 0 | 0 | 0 | 0 | 0 | 0 | 0 | 0 | 0 | 0 | 0 | 0 | 0 | 0 | 0 | 0 | 0 | 0 | 0 | 0 | 0 | 0 | 0 | 0 | 0 | 0 | 0 | 0 | 0 | 0 | 0 | 0 | 0 | 0 | 0 | 0 | #REF! | #REF! | #REF!
20 | 232 |  |  | 232 |  | Energy Applications | 0 | 0 | 0 | 572.7425 | 0 | 0 | 0 | 572.7703 | 0 | 0 | 0 | 1481.537 | 0 | 0 | 0 | 1481.537 | 0 | 0 | 0 | 729.5892 | 0 | 0 | 0 | 729.6129 | 0 | 0 | 0 | 1887.2686 | 0 | 0 | 0 | 1887.2449 | 0 | 0 | 0 | 0 | 0 | 0 | 0 | 0 | 0 | 0 | 0 | 0 | 0 | 0 | 0 | 0 | 0 | 0 | 0 | 0 | 0 | 0 | 0 | 0 | 0 | 0 | 0 | 496.6358 | 0 | 0 | 0 | 436.0101 | 0 | 0 | 0 | 456.2957 | 0 | 0 | 0 | 418.5514 | 0 | 0 | 0 | 456.2973 | 0 | 0 | 0 | 0 | 0 | 0 | 0 | 0 | 0 | 0 | 0 | 0 | 0 | 0 | 0 | 286.9243 | 0 | 0 | 0 | 267.9246 | #DIV/0! | #DIV/0! | #DIV/0! | #N/A | 0 | 0 | 0 | 0 | 0 | 0 | 0 | 0 | 0 | 0 | 0 | 0 | 0 | 0 | 0 | 0 | 0 | 0 | 0 | 0 | 0 | 0 | 0 | 0 | #DIV/0! | #DIV/0! | #DIV/0! | #VALUE! | 0 | 0 | 0 | 360.4554 | 0 | 0 | 0 | 223.9596 | 0 | 0 | 0 | 270.2711 | 0 | 0 | 0 | 270.2711 | 0 | 0 | 0 | 124.2985 | 0 | 0 | 0 | 123.5879 | 0 | 0 | 0 | 122.9423 | 0 | 0 | 0 | 245.886 | 0 | 0 | 0 | 328.1384 | 0 | 0 | 0 | 300.2677 | 0 | 0 | 0 | 299.2299 | 0 | 0 | 0 | 330.9353 | 0 | 0 | 0 | 309.1897 | 0 | 0 | 0 | 287.7953 | 0 | 0 | 0 | 440.9191 | 0 | 0 | 0 | 399.274 | 0 | 0 | 0 | 356.8971 | #REF! | #REF! | #REF!
20 | 232.1 |  |  |  | 232.1 | Electricity Generation Systems | 0 | 0 | 0 | 0 | 0 | 0 | 0 | 0 | 0 | 0 | 0 | 0 | 0 | 0 | 0 | 0 | 0 | 0 | 0 | 0 | 0 | 0 | 0 | 0 | 0 | 0 | 0 | 0 | 0 | 0 | 0 | 0 | 0 | 0 | 0 | 0 | 0 | 0 | 0 | 0 | 0 | 0 | 0 | 0 | 0 | 0 | 0 | 0 | 0 | 0 | 0 | 0 | 0 | 0 | 0 | 0 | 0 | 0 | 0 | 112.3766 | 0 | 0 | 0 | 62.2692 | 0 | 0 | 0 | 58.3612 | 0 | 0 | 0 | 52.1366 | 0 | 0 | 0 | 58.3589 | 0 | 0 | 0 | 0 | 0 | 0 | 0 | 0 | 0 | 0 | 0 | 0 | 0 | 0 | 0 | 50.1204 | 0 | 0 | 0 | 50.2223 | #DIV/0! | #DIV/0! | #DIV/0! | #N/A | 0 | 0 | 0 | 0 | 0 | 0 | 0 | 0 | 0 | 0 | 0 | 0 | 0 | 0 | 0 | 0 | 0 | 0 | 0 | 0 | 0 | 0 | 0 | 0 | #DIV/0! | #DIV/0! | #DIV/0! | #VALUE! | 0 | 0 | 0 | 0 | 0 | 0 | 0 | 0 | 0 | 0 | 0 | 0 | 0 | 0 | 0 | 0 | 0 | 0 | 0 | 25.6294 | 0 | 0 | 0 | 25.2763 | 0 | 0 | 0 | 24.9572 | 0 | 0 | 0 | 49.9144 | 0 | 0 | 0 | 0 | 0 | 0 | 0 | 0 | 0 | 0 | 0 | 0 | 0 | 0 | 0 | 0 | 0 | 0 | 0 | 0 | 0 | 0 | 0 | 0 | 0 | 0 | 0 | 0 | 0 | 0 | 0 | 0 | 0 | 0 | 0 | 0 | #REF! | #REF! | #REF!
20 | 232.2 |  |  |  | 232.2 | Process Heat Export Equipment | 0 | 0 | 0 | 0 | 0 | 0 | 0 | 0 | 0 | 0 | 0 | 0 | 0 | 0 | 0 | 0 | 0 | 0 | 0 | 0 | 0 | 0 | 0 | 0 | 0 | 0 | 0 | 0 | 0 | 0 | 0 | 0 | 0 | 0 | 0 | 0 | 0 | 0 | 0 | 0 | 0 | 0 | 0 | 0 | 0 | 0 | 0 | 0 | 0 | 0 | 0 | 0 | 0 | 0 | 0 | 0 | 0 | 0 | 0 | 0 | 0 | 0 | 0 | 0 | 0 | 0 | 0 | 0 | 0 | 0 | 0 | 0 | 0 | 0 | 0 | 0 | 0 | 0 | 0 | 0 | 0 | 0 | 0 | 0 | 0 | 0 | 0 | 0 | 0 | 0 | 0 | 0 | 0 | 0 | 0 | 0 | #DIV/0! | #DIV/0! | #DIV/0! | #N/A | 0 | 0 | 0 | 0 | 0 | 0 | 0 | 0 | 0 | 0 | 0 | 0 | 0 | 0 | 0 | 0 | 0 | 0 | 0 | 0 | 0 | 0 | 0 | 0 | #DIV/0! | #DIV/0! | #DIV/0! | #VALUE! | 0 | 0 | 0 | 0 | 0 | 0 | 0 | 0 | 0 | 0 | 0 | 0 | 0 | 0 | 0 | 0 | 0 | 0 | 0 | 0 | 0 | 0 | 0 | 0 | 0 | 0 | 0 | 0 | 0 | 0 | 0 | 0 | 0 | 0 | 0 | 0 | 0 | 0 | 0 | 0 | 0 | 0 | 0 | 0 | 0 | 0 | 0 | 0 | 0 | 0 | 0 | 0 | 0 | 0 | 0 | 0 | 0 | 0 | 0 | 0 | 0 | 0 | 0 | 0 | 0 | 0 | 0 | 0 | #REF! | #REF! | #REF!
20 | 232.3 |  |  |  | 232.3 | Hydrogen Production Systems | 0 | 0 | 0 | 0 | 0 | 0 | 0 | 0 | 0 | 0 | 0 | 0 | 0 | 0 | 0 | 0 | 0 | 0 | 0 | 0 | 0 | 0 | 0 | 0 | 0 | 0 | 0 | 0 | 0 | 0 | 0 | 0 | 0 | 0 | 0 | 0 | 0 | 0 | 0 | 0 | 0 | 0 | 0 | 0 | 0 | 0 | 0 | 0 | 0 | 0 | 0 | 0 | 0 | 0 | 0 | 0 | 0 | 0 | 0 | 0 | 0 | 0 | 0 | 0 | 0 | 0 | 0 | 0 | 0 | 0 | 0 | 0 | 0 | 0 | 0 | 0 | 0 | 0 | 0 | 0 | 0 | 0 | 0 | 0 | 0 | 0 | 0 | 0 | 0 | 0 | 0 | 0 | 0 | 0 | 0 | 0 | #DIV/0! | #DIV/0! | #DIV/0! | #N/A | 0 | 0 | 0 | 0 | 0 | 0 | 0 | 0 | 0 | 0 | 0 | 0 | 0 | 0 | 0 | 0 | 0 | 0 | 0 | 0 | 0 | 0 | 0 | 0 | #DIV/0! | #DIV/0! | #DIV/0! | #VALUE! | 0 | 0 | 0 | 0 | 0 | 0 | 0 | 0 | 0 | 0 | 0 | 0 | 0 | 0 | 0 | 0 | 0 | 0 | 0 | 0.039889 | 0 | 0 | 0 | 0.039889 | 0 | 0 | 0 | 0.038412 | 0 | 0 | 0 | 0.076823 | 0 | 0 | 0 | 0 | 0 | 0 | 0 | 0 | 0 | 0 | 0 | 0 | 0 | 0 | 0 | 0 | 0 | 0 | 0 | 0 | 0 | 0 | 0 | 0 | 0 | 0 | 0 | 0 | 0 | 0 | 0 | 0 | 0 | 0 | 0 | 0 | #REF! | #REF! | #REF!
20 | 232.4 |  |  |  | 232.4 | Ammonia Production Systems | 0 | 0 | 0 | 0 | 0 | 0 | 0 | 0 | 0 | 0 | 0 | 0 | 0 | 0 | 0 | 0 | 0 | 0 | 0 | 0 | 0 | 0 | 0 | 0 | 0 | 0 | 0 | 0 | 0 | 0 | 0 | 0 | 0 | 0 | 0 | 0 | 0 | 0 | 0 | 0 | 0 | 0 | 0 | 0 | 0 | 0 | 0 | 0 | 0 | 0 | 0 | 0 | 0 | 0 | 0 | 0 | 0 | 0 | 0 | 0 | 0 | 0 | 0 | 0 | 0 | 0 | 0 | 0 | 0 | 0 | 0 | 0 | 0 | 0 | 0 | 0 | 0 | 0 | 0 | 0 | 0 | 0 | 0 | 0 | 0 | 0 | 0 | 0 | 0 | 0 | 0 | 0 | 0 | 0 | 0 | 0 | #DIV/0! | #DIV/0! | #DIV/0! | #N/A | 0 | 0 | 0 | 0 | 0 | 0 | 0 | 0 | 0 | 0 | 0 | 0 | 0 | 0 | 0 | 0 | 0 | 0 | 0 | 0 | 0 | 0 | 0 | 0 | #DIV/0! | #DIV/0! | #DIV/0! | #VALUE! | 0 | 0 | 0 | 0 | 0 | 0 | 0 | 0 | 0 | 0 | 0 | 0 | 0 | 0 | 0 | 0 | 0 | 0 | 0 | 0 | 0 | 0 | 0 | 0 | 0 | 0 | 0 | 0 | 0 | 0 | 0 | 0 | 0 | 0 | 0 | 0 | 0 | 0 | 0 | 0 | 0 | 0 | 0 | 0 | 0 | 0 | 0 | 0 | 0 | 0 | 0 | 0 | 0 | 0 | 0 | 0 | 0 | 0 | 0 | 0 | 0 | 0 | 0 | 0 | 0 | 0 | 0 | 0 | #REF! | #REF! | #REF!
20 | 232.5 |  |  |  | 232.5 | Other Synfuel Production Systems | 0 | 0 | 0 | 0 | 0 | 0 | 0 | 0 | 0 | 0 | 0 | 0 | 0 | 0 | 0 | 0 | 0 | 0 | 0 | 0 | 0 | 0 | 0 | 0 | 0 | 0 | 0 | 0 | 0 | 0 | 0 | 0 | 0 | 0 | 0 | 0 | 0 | 0 | 0 | 0 | 0 | 0 | 0 | 0 | 0 | 0 | 0 | 0 | 0 | 0 | 0 | 0 | 0 | 0 | 0 | 0 | 0 | 0 | 0 | 0 | 0 | 0 | 0 | 0 | 0 | 0 | 0 | 0 | 0 | 0 | 0 | 0 | 0 | 0 | 0 | 0 | 0 | 0 | 0 | 0 | 0 | 0 | 0 | 0 | 0 | 0 | 0 | 0 | 0 | 0 | 0 | 0 | 0 | 0 | 0 | 0 | #DIV/0! | #DIV/0! | #DIV/0! | #N/A | 0 | 0 | 0 | 0 | 0 | 0 | 0 | 0 | 0 | 0 | 0 | 0 | 0 | 0 | 0 | 0 | 0 | 0 | 0 | 0 | 0 | 0 | 0 | 0 | #DIV/0! | #DIV/0! | #DIV/0! | #VALUE! | 0 | 0 | 0 | 0 | 0 | 0 | 0 | 0 | 0 | 0 | 0 | 0 | 0 | 0 | 0 | 0 | 0 | 0 | 0 | 0 | 0 | 0 | 0 | 0 | 0 | 0 | 0 | 0 | 0 | 0 | 0 | 0 | 0 | 0 | 0 | 0 | 0 | 0 | 0 | 0 | 0 | 0 | 0 | 0 | 0 | 0 | 0 | 0 | 0 | 0 | 0 | 0 | 0 | 0 | 0 | 0 | 0 | 0 | 0 | 0 | 0 | 0 | 0 | 0 | 0 | 0 | 0 | 0 | #REF! | #REF! | #REF!
20 | 232.6 |  |  |  | 232.6 | Water Desalination Equipment | 0 | 0 | 0 | 0 | 0 | 0 | 0 | 0 | 0 | 0 | 0 | 0 | 0 | 0 | 0 | 0 | 0 | 0 | 0 | 0 | 0 | 0 | 0 | 0 | 0 | 0 | 0 | 0 | 0 | 0 | 0 | 0 | 0 | 0 | 0 | 0 | 0 | 0 | 0 | 0 | 0 | 0 | 0 | 0 | 0 | 0 | 0 | 0 | 0 | 0 | 0 | 0 | 0 | 0 | 0 | 0 | 0 | 0 | 0 | 0 | 0 | 0 | 0 | 0 | 0 | 0 | 0 | 0 | 0 | 0 | 0 | 0 | 0 | 0 | 0 | 0 | 0 | 0 | 0 | 0 | 0 | 0 | 0 | 0 | 0 | 0 | 0 | 0 | 0 | 0 | 0 | 0 | 0 | 0 | 0 | 0 | #DIV/0! | #DIV/0! | #DIV/0! | #N/A | 0 | 0 | 0 | 0 | 0 | 0 | 0 | 0 | 0 | 0 | 0 | 0 | 0 | 0 | 0 | 0 | 0 | 0 | 0 | 0 | 0 | 0 | 0 | 0 | #DIV/0! | #DIV/0! | #DIV/0! | #VALUE! | 0 | 0 | 0 | 0 | 0 | 0 | 0 | 0 | 0 | 0 | 0 | 0 | 0 | 0 | 0 | 0 | 0 | 0 | 0 | 0 | 0 | 0 | 0 | 0 | 0 | 0 | 0 | 0 | 0 | 0 | 0 | 0 | 0 | 0 | 0 | 0 | 0 | 0 | 0 | 0 | 0 | 0 | 0 | 0 | 0 | 0 | 0 | 0 | 0 | 0 | 0 | 0 | 0 | 0 | 0 | 0 | 0 | 0 | 0 | 0 | 0 | 0 | 0 | 0 | 0 | 0 | 0 | 0 | #REF! | #REF! | #REF!
20 | 232.7 |  |  |  | 232.7 | Carbon Storage and Sequestration Equipment | 0 | 0 | 0 | 0 | 0 | 0 | 0 | 0 | 0 | 0 | 0 | 0 | 0 | 0 | 0 | 0 | 0 | 0 | 0 | 0 | 0 | 0 | 0 | 0 | 0 | 0 | 0 | 0 | 0 | 0 | 0 | 0 | 0 | 0 | 0 | 0 | 0 | 0 | 0 | 0 | 0 | 0 | 0 | 0 | 0 | 0 | 0 | 0 | 0 | 0 | 0 | 0 | 0 | 0 | 0 | 0 | 0 | 0 | 0 | 0 | 0 | 0 | 0 | 0 | 0 | 0 | 0 | 0 | 0 | 0 | 0 | 0 | 0 | 0 | 0 | 0 | 0 | 0 | 0 | 0 | 0 | 0 | 0 | 0 | 0 | 0 | 0 | 0 | 0 | 0 | 0 | 0 | 0 | 0 | 0 | 0 | #DIV/0! | #DIV/0! | #DIV/0! | #N/A | 0 | 0 | 0 | 0 | 0 | 0 | 0 | 0 | 0 | 0 | 0 | 0 | 0 | 0 | 0 | 0 | 0 | 0 | 0 | 0 | 0 | 0 | 0 | 0 | #DIV/0! | #DIV/0! | #DIV/0! | #VALUE! | 0 | 0 | 0 | 0 | 0 | 0 | 0 | 0 | 0 | 0 | 0 | 0 | 0 | 0 | 0 | 0 | 0 | 0 | 0 | 0 | 0 | 0 | 0 | 0 | 0 | 0 | 0 | 0 | 0 | 0 | 0 | 0 | 0 | 0 | 0 | 0 | 0 | 0 | 0 | 0 | 0 | 0 | 0 | 0 | 0 | 0 | 0 | 0 | 0 | 0 | 0 | 0 | 0 | 0 | 0 | 0 | 0 | 0 | 0 | 0 | 0 | 0 | 0 | 0 | 0 | 0 | 0 | 0 | #REF! | #REF! | #REF!
20 | 232.7 |  |  |  | 232.8 | Isotope Production Equipment | 0 | 0 | 0 | 0 | 0 | 0 | 0 | 0 | 0 | 0 | 0 | 0 | 0 | 0 | 0 | 0 | 0 | 0 | 0 | 0 | 0 | 0 | 0 | 0 | 0 | 0 | 0 | 0 | 0 | 0 | 0 | 0 | 0 | 0 | 0 | 0 | 0 | 0 | 0 | 0 | 0 | 0 | 0 | 0 | 0 | 0 | 0 | 0 | 0 | 0 | 0 | 0 | 0 | 0 | 0 | 0 | 0 | 0 | 0 | 0 | 0 | 0 | 0 | 0 | 0 | 0 | 0 | 0 | 0 | 0 | 0 | 0 | 0 | 0 | 0 | 0 | 0 | 0 | 0 | 0 | 0 | 0 | 0 | 0 | 0 | 0 | 0 | 0 | 0 | 0 | 0 | 0 | 0 | 0 | 0 | 0 | #DIV/0! | #DIV/0! | #DIV/0! | #N/A | 0 | 0 | 0 | 0 | 0 | 0 | 0 | 0 | 0 | 0 | 0 | 0 | 0 | 0 | 0 | 0 | 0 | 0 | 0 | 0 | 0 | 0 | 0 | 0 | #DIV/0! | #DIV/0! | #DIV/0! | #VALUE! | 0 | 0 | 0 | 0 | 0 | 0 | 0 | 0 | 0 | 0 | 0 | 0 | 0 | 0 | 0 | 0 | 0 | 0 | 0 | 0 | 0 | 0 | 0 | 0 | 0 | 0 | 0 | 0 | 0 | 0 | 0 | 0 | 0 | 0 | 0 | 0 | 0 | 0 | 0 | 0 | 0 | 0 | 0 | 0 | 0 | 0 | 0 | 0 | 0 | 0 | 0 | 0 | 0 | 0 | 0 | 0 | 0 | 0 | 0 | 0 | 0 | 0 | 0 | 0 | 0 | 0 | 0 | 0 | #REF! | #REF! | #REF!
20 | 232.7 |  |  |  | 232.9 | Battery Storage Systems | 0 | 0 | 0 | 0 | 0 | 0 | 0 | 0 | 0 | 0 | 0 | 0 | 0 | 0 | 0 | 0 | 0 | 0 | 0 | 0 | 0 | 0 | 0 | 0 | 0 | 0 | 0 | 0 | 0 | 0 | 0 | 0 | 0 | 0 | 0 | 0 | 0 | 0 | 0 | 0 | 0 | 0 | 0 | 0 | 0 | 0 | 0 | 0 | 0 | 0 | 0 | 0 | 0 | 0 | 0 | 0 | 0 | 0 | 0 | 0 | 0 | 0 | 0 | 0 | 0 | 0 | 0 | 0 | 0 | 0 | 0 | 0 | 0 | 0 | 0 | 0 | 0 | 0 | 0 | 0 | 0 | 0 | 0 | 0 | 0 | 0 | 0 | 0 | 0 | 0 | 0 | 0 | 0 | 0 | 0 | 0 | #DIV/0! | #DIV/0! | #DIV/0! | #N/A | 0 | 0 | 0 | 0 | 0 | 0 | 0 | 0 | 0 | 0 | 0 | 0 | 0 | 0 | 0 | 0 | 0 | 0 | 0 | 0 | 0 | 0 | 0 | 0 | #DIV/0! | #DIV/0! | #DIV/0! | #VALUE! | 0 | 0 | 0 | 0 | 0 | 0 | 0 | 0 | 0 | 0 | 0 | 0 | 0 | 0 | 0 | 0 | 0 | 0 | 0 | 0 | 0 | 0 | 0 | 0 | 0 | 0 | 0 | 0 | 0 | 0 | 0 | 0 | 0 | 0 | 0 | 0 | 0 | 0 | 0 | 0 | 0 | 0 | 0 | 0 | 0 | 0 | 0 | 0 | 0 | 0 | 0 | 0 | 0 | 0 | 0 | 0 | 0 | 0 | 0 | 0 | 0 | 0 | 0 | 0 | 0 | 0 | 0 | 0 | #REF! | #REF! | #REF!
20 | 233 |  |  | 233 |  | Ultimate Heat Sink | 0 | 0 | 0 | 221.9252 | 0 | 0 | 0 | 220.8289 | 0 | 0 | 0 | 233.2491 | 0 | 0 | 0 | 233.2352 | 0 | 0 | 0 | 0 | 0 | 0 | 0 | 0 | 0 | 0 | 0 | 305.2081 | 0 | 0 | 0 | 305.2319 | 0 | 0 | 0 | 161.7607 | 0 | 0 | 0 | 92.4347 | 0 | 0 | 0 | 277.3041 | 0 | 0 | 0 | 127.0977 | 0 | 0 | 0 | 330.124 | 0 | 0 | 0 | 144.4292 | 0 | 0 | 0 | 282.2903 | 0 | 0 | 0 | 230.2947 | 0 | 0 | 0 | 224.84 | 0 | 0 | 0 | 217.658 | 0 | 0 | 0 | 209.1569 | 0 | 0 | 0 | 0 | 0 | 0 | 0 | 152.2944 | 0 | 0 | 0 | 180.6056 | 0 | 0 | 0 | 297.2566 | 0 | 0 | 0 | 355.6073 | #DIV/0! | #DIV/0! | #DIV/0! | #N/A | 0 | 0 | 0 | 100.0571 | 0 | 0 | 0 | 86.9927 | 0 | 0 | 0 | 80.0922 | 0 | 0 | 0 | 75.0524 | 0 | 0 | 0 | 70.401 | 0 | 0 | 0 | 68.98 | #DIV/0! | #DIV/0! | #DIV/0! | #VALUE! | 0 | 0 | 0 | 55.2852 | 0 | 0 | 0 | 247.0044 | 0 | 0 | 0 | 179.4627 | 0 | 0 | 0 | 179.4627 | 0 | 0 | 0 | 54.8547 | 0 | 0 | 0 | 53.9565 | 0 | 0 | 0 | 53.1365 | 0 | 0 | 0 | 106.2731 | 0 | 0 | 0 | 174.8701 | 0 | 0 | 0 | 170.9094 | 0 | 0 | 0 | 169.1366 | 0 | 0 | 0 | 108.8821 | 0 | 0 | 0 | 106.1797 | 0 | 0 | 0 | 105.1138 | 0 | 0 | 0 | 85.0625 | 0 | 0 | 0 | 83.1154 | 0 | 0 | 0 | 82.308 | #REF! | #REF! | #REF!
20 | 233.1 |  |  |  | 233.1 | Water Condensing Systems | 0 | 0 | 0 | 0 | 0 | 0 | 0 | 0 | 0 | 0 | 0 | 0 | 0 | 0 | 0 | 0 | 0 | 0 | 0 | 0 | 0 | 0 | 0 | 0 | 0 | 0 | 0 | 0 | 0 | 0 | 0 | 0 | 0 | 0 | 0 | 0 | 0 | 0 | 0 | 0 | 0 | 0 | 0 | 0 | 0 | 0 | 0 | 0 | 0 | 0 | 0 | 0 | 0 | 0 | 0 | 0 | 0 | 0 | 0 | 157.9171 | 0 | 0 | 0 | 136.6294 | 0 | 0 | 0 | 128.0392 | 0 | 0 | 0 | 133.4503 | 0 | 0 | 0 | 128.0416 | 0 | 0 | 0 | 0 | 0 | 0 | 0 | 0 | 0 | 0 | 0 | 0 | 0 | 0 | 0 | 118.6394 | 0 | 0 | 0 | 154.3075 | #DIV/0! | #DIV/0! | #DIV/0! | #N/A | 0 | 0 | 0 | 0 | 0 | 0 | 0 | 0 | 0 | 0 | 0 | 0 | 0 | 0 | 0 | 0 | 0 | 0 | 0 | 0 | 0 | 0 | 0 | 0 | #DIV/0! | #DIV/0! | #DIV/0! | #VALUE! | 0 | 0 | 0 | 0 | 0 | 0 | 0 | 149.7746 | 0 | 0 | 0 | 109.5695 | 0 | 0 | 0 | 109.5695 | 0 | 0 | 0 | 35.4125 | 0 | 0 | 0 | 34.7921 | 0 | 0 | 0 | 34.2233 | 0 | 0 | 0 | 68.448 | 0 | 0 | 0 | 118.4865 | 0 | 0 | 0 | 115.6845 | 0 | 0 | 0 | 114.4283 | 0 | 0 | 0 | 71.4988 | 0 | 0 | 0 | 69.4707 | 0 | 0 | 0 | 68.669 | 0 | 0 | 0 | 84.2738 | 0 | 0 | 0 | 82.3319 | 0 | 0 | 0 | 81.5324 | #REF! | #REF! | #REF!
20 | 233.2 |  |  |  | 233.2 | Air-based Cooling Systems | 0 | 0 | 0 | 0 | 0 | 0 | 0 | 0 | 0 | 0 | 0 | 0 | 0 | 0 | 0 | 0 | 0 | 0 | 0 | 0 | 0 | 0 | 0 | 0 | 0 | 0 | 0 | 0 | 0 | 0 | 0 | 0 | 0 | 0 | 0 | 0 | 0 | 0 | 0 | 0 | 0 | 0 | 0 | 0 | 0 | 0 | 0 | 0 | 0 | 0 | 0 | 0 | 0 | 0 | 0 | 0 | 0 | 0 | 0 | 0 | 0 | 0 | 0 | 0 | 0 | 0 | 0 | 0 | 0 | 0 | 0 | 0 | 0 | 0 | 0 | 0 | 0 | 0 | 0 | 0 | 0 | 0 | 0 | 0 | 0 | 0 | 0 | 0 | 0 | 0 | 0 | 0 | 0 | 0 | 0 | 0 | #DIV/0! | #DIV/0! | #DIV/0! | #N/A | 0 | 0 | 0 | 0 | 0 | 0 | 0 | 0 | 0 | 0 | 0 | 0 | 0 | 0 | 0 | 0 | 0 | 0 | 0 | 0 | 0 | 0 | 0 | 0 | #DIV/0! | #DIV/0! | #DIV/0! | #VALUE! | 0 | 0 | 0 | 0 | 0 | 0 | 0 | 0 | 0 | 0 | 0 | 0 | 0 | 0 | 0 | 0 | 0 | 0 | 0 | 0 | 0 | 0 | 0 | 0 | 0 | 0 | 0 | 0 | 0 | 0 | 0 | 0 | 0 | 0 | 0 | 0 | 0 | 0 | 0 | 0 | 0 | 0 | 0 | 0 | 0 | 0 | 0 | 0 | 0 | 0 | 0 | 0 | 0 | 0 | 0 | 0 | 0 | 0 | 0 | 0 | 0 | 0 | 0 | 0 | 0 | 0 | 0 | 0 | #REF! | #REF! | #REF!
20 | 234 |  |  | 234 |  | Feed Heating Systems | 0 | 0 | 0 | 0 | 0 | 0 | 0 | 0 | 0 | 0 | 0 | 0 | 0 | 0 | 0 | 0 | 0 | 0 | 0 | 0 | 0 | 0 | 0 | 0 | 0 | 0 | 0 | 0 | 0 | 0 | 0 | 0 | 0 | 0 | 0 | 0 | 0 | 0 | 0 | 0 | 0 | 0 | 0 | 0 | 0 | 0 | 0 | 0 | 0 | 0 | 0 | 0 | 0 | 0 | 0 | 0 | 0 | 0 | 0 | 91.2514 | 0 | 0 | 0 | 65.7995 | 0 | 0 | 0 | 62.9273 | 0 | 0 | 0 | 55.2333 | 0 | 0 | 0 | 62.9254 | 0 | 0 | 0 | 0 | 0 | 0 | 0 | 0 | 0 | 0 | 0 | 0 | 0 | 0 | 0 | 42.7686 | 0 | 0 | 0 | 41.2132 | #DIV/0! | #DIV/0! | #DIV/0! | #N/A | 0 | 0 | 0 | 0 | 0 | 0 | 0 | 0 | 0 | 0 | 0 | 0 | 0 | 0 | 0 | 0 | 0 | 0 | 0 | 0 | 0 | 0 | 0 | 0 | #DIV/0! | #DIV/0! | #DIV/0! | #VALUE! | 0 | 0 | 0 | 0 | 0 | 0 | 0 | 0 | 0 | 0 | 0 | 56.887 | 0 | 0 | 0 | 56.887 | 0 | 0 | 0 | 20.1986 | 0 | 0 | 0 | 19.9164 | 0 | 0 | 0 | 19.6608 | 0 | 0 | 0 | 38.8253 | 0 | 0 | 0 | 131.8612 | 0 | 0 | 0 | 129.1269 | 0 | 0 | 0 | 127.8942 | 0 | 0 | 0 | 531.2898 | 0 | 0 | 0 | 487.2149 | 0 | 0 | 0 | 448.6003 | 0 | 0 | 0 | 0 | 0 | 0 | 0 | 0 | 0 | 0 | 0 | 0 | #REF! | #REF! | #REF!
20 | 235 |  |  | 235 |  | Common Plant Equipment | 0 | 0 | 0 | 0 | 0 | 0 | 0 | 0 | 0 | 0 | 0 | 0 | 0 | 0 | 0 | 0 | 0 | 0 | 0 | 0 | 0 | 0 | 0 | 0 | 0 | 0 | 0 | 0 | 0 | 0 | 0 | 0 | 0 | 0 | 0 | 0 | 0 | 0 | 0 | 0 | 0 | 0 | 0 | 0 | 0 | 0 | 0 | 0 | 0 | 0 | 0 | 0 | 0 | 0 | 0 | 0 | 0 | 0 | 0 | 0 | 0 | 0 | 0 | 0 | 0 | 0 | 0 | 0 | 0 | 0 | 0 | 0 | 0 | 0 | 0 | 0 | 0 | 0 | 0 | 0 | 0 | 0 | 0 | 0 | 0 | 0 | 0 | 0 | 0 | 0 | 0 | 0 | 0 | 0 | 0 | 0 | #DIV/0! | #DIV/0! | #DIV/0! | #N/A | 0 | 0 | 0 | 0 | 0 | 0 | 0 | 0 | 0 | 0 | 0 | 0 | 0 | 0 | 0 | 0 | 0 | 0 | 0 | 0 | 0 | 0 | 0 | 0 | #DIV/0! | #DIV/0! | #DIV/0! | #VALUE! | 0 | 0 | 0 | 0 | 0 | 0 | 0 | 0 | 0 | 0 | 0 | 0 | 0 | 0 | 0 | 0 | 0 | 0 | 0 | 0 | 0 | 0 | 0 | 0 | 0 | 0 | 0 | 0 | 0 | 0 | 0 | 0 | 0 | 0 | 0 | 0 | 0 | 0 | 0 | 0 | 0 | 0 | 0 | 0 | 0 | 0 | 0 | 0 | 0 | 0 | 0 | 0 | 0 | 0 | 0 | 0 | 0 | 0 | 0 | 0 | 0 | 0 | 0 | 0 | 0 | 0 | 0 | 0 | #REF! | #REF! | #REF!
20 | 236 |  |  | 236 |  | Common Instrumentation & Controls | 0 | 0 | 0 | 0 | 0 | 0 | 0 | 0 | 0 | 0 | 0 | 0 | 0 | 0 | 0 | 0 | 0 | 0 | 0 | 0 | 0 | 0 | 0 | 0 | 0 | 0 | 0 | 0 | 0 | 0 | 0 | 0 | 0 | 0 | 0 | 0 | 0 | 0 | 0 | 0 | 0 | 0 | 0 | 0 | 0 | 0 | 0 | 0 | 0 | 0 | 0 | 0 | 0 | 0 | 0 | 0 | 0 | 0 | 0 | 22.2603 | 0 | 0 | 0 | 19.1194 | 0 | 0 | 0 | 22.5096 | 0 | 0 | 0 | 17.3392 | 0 | 0 | 0 | 22.5064 | 0 | 0 | 0 | 0 | 0 | 0 | 0 | 0 | 0 | 0 | 0 | 0 | 0 | 0 | 0 | 9.6196 | 0 | 0 | 0 | 9.8592 | #DIV/0! | #DIV/0! | #DIV/0! | #N/A | 0 | 0 | 0 | 0 | 0 | 0 | 0 | 0 | 0 | 0 | 0 | 0 | 0 | 0 | 0 | 0 | 0 | 0 | 0 | 0 | 0 | 0 | 0 | 0 | #DIV/0! | #DIV/0! | #DIV/0! | #VALUE! | 0 | 0 | 0 | 0 | 0 | 0 | 0 | 0 | 0 | 0 | 0 | 16.5297 | 0 | 0 | 0 | 16.5297 | 0 | 0 | 0 | 23.1356 | 0 | 0 | 0 | 23.0218 | 0 | 0 | 0 | 22.9214 | 0 | 0 | 0 | 45.8413 | 0 | 0 | 0 | 10.1382 | 0 | 0 | 0 | 10.0035 | 0 | 0 | 0 | 9.9434 | 0 | 0 | 0 | 0 | 0 | 0 | 0 | 0 | 0 | 0 | 0 | 0 | 0 | 0 | 0 | 0 | 0 | 0 | 0 | 0 | 0 | 0 | 0 | 0 | #REF! | #REF! | #REF!
20 | 237 |  |  | 237 |  | Miscellaneous Energy System Equipment | 0 | 0 | 0 | 334.8862 | 0 | 0 | 0 | 240.6179 | 0 | 0 | 0 | 394.5029 | 0 | 0 | 0 | 283.4293 | 0 | 0 | 0 | 393.6605 | 0 | 0 | 0 | 282.9524 | 0 | 0 | 0 | 463.6615 | 0 | 0 | 0 | 333.2418 | 0 | 0 | 0 | 0 | 0 | 0 | 0 | 0 | 0 | 0 | 0 | 0 | 0 | 0 | 0 | 0 | 0 | 0 | 0 | 0 | 0 | 0 | 0 | 0 | 0 | 0 | 0 | 26.3992 | 0 | 0 | 0 | 22.4435 | 0 | 0 | 0 | 28.5642 | 0 | 0 | 0 | 21.745 | 0 | 0 | 0 | 28.5624 | 0 | 0 | 0 | 0 | 0 | 0 | 0 | 0 | 0 | 0 | 0 | 0 | 0 | 0 | 0 | 11.6117 | 0 | 0 | 0 | 11.7309 | #DIV/0! | #DIV/0! | #DIV/0! | #N/A | 0 | 0 | 0 | 0 | 0 | 0 | 0 | 0 | 0 | 0 | 0 | 0 | 0 | 0 | 0 | 0 | 0 | 0 | 0 | 0 | 0 | 0 | 0 | 0 | #DIV/0! | #DIV/0! | #DIV/0! | #VALUE! | 0 | 0 | 0 | 0 | 0 | 0 | 0 | 0 | 0 | 0 | 0 | 0 | 0 | 0 | 0 | 0 | 0 | 0 | 0 | 0 | 0 | 0 | 0 | 0 | 0 | 0 | 0 | 0 | 0 | 0 | 0 | 0 | 0 | 0 | 0 | 99.9425 | 0 | 0 | 0 | 98.9987 | 0 | 0 | 0 | 98.4877 | 0 | 0 | 0 | 85.9307 | 0 | 0 | 0 | 85.1192 | 0 | 0 | 0 | 84.7905 | 0 | 0 | 0 | 15.1526 | 0 | 0 | 0 | 14.3319 | 0 | 0 | 0 | 13.5404 | #REF! | #REF! | #REF!
20 | 24 |  | 24 |  |  | Electrical Equipment | 0 | 0 | 0 | 0 | 0 | 0 | 0 | 0 | 0 | 0 | 0 | 0 | 0 | 0 | 0 | 0 | 0 | 0 | 0 | 0 | 0 | 0 | 0 | 0 | 0 | 0 | 0 | 0 | 0 | 0 | 0 | 0 | 0 | 0 | 0 | 311.9671 | 0 | 0 | 0 | 179.0922 | 0 | 0 | 0 | 1062.9992 | 0 | 0 | 0 | 358.1845 | 0 | 0 | 0 | 1403.0268 | 0 | 0 | 0 | 453.9204 | 0 | 0 | 0 | 332.603 | 0 | 0 | 0 | 226.8448 | 0 | 0 | 0 | 258.3024 | 0 | 0 | 0 | 173.6196 | 0 | 0 | 0 | 166.1338 | 0 | 0 | 0 | 208.045 | 0 | 0 | 0 | 182.7533 | 0 | 0 | 0 | 278.2302 | 0 | 0 | 0 | 154.2702 | 0 | 0 | 0 | 134.666 | #DIV/0! | #DIV/0! | #DIV/0! | #N/A | 0 | 0 | 0 | 325.148 | 0 | 0 | 0 | 286.5445 | 0 | 0 | 0 | 249.5044 | 0 | 0 | 0 | 217.2591 | 0 | 0 | 0 | 189.1879 | 0 | 0 | 0 | 180.9482 | #DIV/0! | #DIV/0! | #DIV/0! | #VALUE! | 0 | 0 | 0 | 64.2941 | 0 | 0 | 0 | 460.1272 | 0 | 0 | 0 | 172.8064 | 0 | 0 | 0 | 172.8064 | 0 | 0 | 0 | 78.4188 | 0 | 0 | 0 | 76.6075 | 0 | 0 | 0 | 74.9868 | 0 | 0 | 0 | 149.9707 | 0 | 0 | 0 | 207.6511 | 0 | 0 | 0 | 200.2815 | 0 | 0 | 0 | 196.9361 | 0 | 0 | 0 | 182.3448 | 0 | 0 | 0 | 175.7276 | 0 | 0 | 0 | 173.101 | 0 | 0 | 0 | 168.2547 | 0 | 0 | 0 | 162.4696 | 0 | 0 | 0 | 160.1642 | #REF! | #REF! | #REF!
20 | 241 |  |  | 241 |  | Switchgear | 0 | 0 | 0 | 0 | 0 | 0 | 0 | 0 | 0 | 0 | 0 | 0 | 0 | 0 | 0 | 0 | 0 | 0 | 0 | 0 | 0 | 0 | 0 | 0 | 0 | 0 | 0 | 0 | 0 | 0 | 0 | 0 | 0 | 0 | 0 | 0 | 0 | 0 | 0 | 0 | 0 | 0 | 0 | 0 | 0 | 0 | 0 | 0 | 0 | 0 | 0 | 0 | 0 | 0 | 0 | 0 | 0 | 0 | 0 | 33.3237 | 0 | 0 | 0 | 33.3234 | 0 | 0 | 0 | 49.4227 | 0 | 0 | 0 | 31.3129 | 0 | 0 | 0 | 28.8451 | 0 | 0 | 0 | 0 | 0 | 0 | 0 | 0 | 0 | 0 | 0 | 0 | 0 | 0 | 0 | 19.9094 | 0 | 0 | 0 | 17.3794 | #DIV/0! | #DIV/0! | #DIV/0! | #N/A | 0 | 0 | 0 | 0 | 0 | 0 | 0 | 0 | 0 | 0 | 0 | 0 | 0 | 0 | 0 | 0 | 0 | 0 | 0 | 0 | 0 | 0 | 0 | 0 | #DIV/0! | #DIV/0! | #DIV/0! | #VALUE! | 0 | 0 | 0 | 0 | 0 | 0 | 0 | 73.2819 | 0 | 0 | 0 | 30.317 | 0 | 0 | 0 | 30.317 | 0 | 0 | 0 | 15.9187 | 0 | 0 | 0 | 15.8537 | 0 | 0 | 0 | 15.7946 | 0 | 0 | 0 | 31.5906 | 0 | 0 | 0 | 27.9197 | 0 | 0 | 0 | 27.6386 | 0 | 0 | 0 | 27.5122 | 0 | 0 | 0 | 23.9881 | 0 | 0 | 0 | 23.7465 | 0 | 0 | 0 | 23.651 | 0 | 0 | 0 | 21.0251 | 0 | 0 | 0 | 20.7967 | 0 | 0 | 0 | 20.7053 | #REF! | #REF! | #REF!
20 | 242 |  |  | 242 |  | Station Service Equipment | 0 | 0 | 0 | 0 | 0 | 0 | 0 | 0 | 0 | 0 | 0 | 0 | 0 | 0 | 0 | 0 | 0 | 0 | 0 | 0 | 0 | 0 | 0 | 0 | 0 | 0 | 0 | 0 | 0 | 0 | 0 | 0 | 0 | 0 | 0 | 0 | 0 | 0 | 0 | 0 | 0 | 0 | 0 | 0 | 0 | 0 | 0 | 0 | 0 | 0 | 0 | 0 | 0 | 0 | 0 | 0 | 0 | 0 | 0 | 56.6773 | 0 | 0 | 0 | 56.2445 | 0 | 0 | 0 | 90.5842 | 0 | 0 | 0 | 53.1103 | 0 | 0 | 0 | 25.7355 | 0 | 0 | 0 | 0 | 0 | 0 | 0 | 0 | 0 | 0 | 0 | 0 | 0 | 0 | 0 | 16.3236 | 0 | 0 | 0 | 14.2493 | #DIV/0! | #DIV/0! | #DIV/0! | #N/A | 0 | 0 | 0 | 0 | 0 | 0 | 0 | 0 | 0 | 0 | 0 | 0 | 0 | 0 | 0 | 0 | 0 | 0 | 0 | 0 | 0 | 0 | 0 | 0 | #DIV/0! | #DIV/0! | #DIV/0! | #VALUE! | 0 | 0 | 0 | 0 | 0 | 0 | 0 | 123.6862 | 0 | 0 | 0 | 39.9846 | 0 | 0 | 0 | 39.9846 | 0 | 0 | 0 | 15.4814 | 0 | 0 | 0 | 15.4045 | 0 | 0 | 0 | 15.3351 | 0 | 0 | 0 | 30.6717 | 0 | 0 | 0 | 53.0856 | 0 | 0 | 0 | 52.6714 | 0 | 0 | 0 | 52.4609 | 0 | 0 | 0 | 45.5993 | 0 | 0 | 0 | 45.2432 | 0 | 0 | 0 | 45.0845 | 0 | 0 | 0 | 40.0597 | 0 | 0 | 0 | 39.7358 | 0 | 0 | 0 | 39.5909 | #REF! | #REF! | #REF!
20 | 243 |  |  | 243 |  | Switchboards | 0 | 0 | 0 | 0 | 0 | 0 | 0 | 0 | 0 | 0 | 0 | 0 | 0 | 0 | 0 | 0 | 0 | 0 | 0 | 0 | 0 | 0 | 0 | 0 | 0 | 0 | 0 | 0 | 0 | 0 | 0 | 0 | 0 | 0 | 0 | 0 | 0 | 0 | 0 | 0 | 0 | 0 | 0 | 0 | 0 | 0 | 0 | 0 | 0 | 0 | 0 | 0 | 0 | 0 | 0 | 0 | 0 | 0 | 0 | 5.8349 | 0 | 0 | 0 | 5.7153 | 0 | 0 | 0 | 8.1796 | 0 | 0 | 0 | 5.1848 | 0 | 0 | 0 | 8.1762 | 0 | 0 | 0 | 0 | 0 | 0 | 0 | 0 | 0 | 0 | 0 | 0 | 0 | 0 | 0 | 5.1136 | 0 | 0 | 0 | 4.4637 | #DIV/0! | #DIV/0! | #DIV/0! | #N/A | 0 | 0 | 0 | 0 | 0 | 0 | 0 | 0 | 0 | 0 | 0 | 0 | 0 | 0 | 0 | 0 | 0 | 0 | 0 | 0 | 0 | 0 | 0 | 0 | #DIV/0! | #DIV/0! | #DIV/0! | #VALUE! | 0 | 0 | 0 | 0 | 0 | 0 | 0 | 0 | 0 | 0 | 0 | 4.8407 | 0 | 0 | 0 | 4.8407 | 0 | 0 | 0 | 1.8763 | 0 | 0 | 0 | 1.8674 | 0 | 0 | 0 | 1.8585 | 0 | 0 | 0 | 3.7156 | 0 | 0 | 0 | 15.5744 | 0 | 0 | 0 | 15.5414 | 0 | 0 | 0 | 15.5265 | 0 | 0 | 0 | 13.3831 | 0 | 0 | 0 | 13.3579 | 0 | 0 | 0 | 13.3437 | 0 | 0 | 0 | 11.2103 | 0 | 0 | 0 | 11.2047 | 0 | 0 | 0 | 11.1922 | #REF! | #REF! | #REF!
20 | 244 |  |  | 244 |  | Protective Systems Equipment | 0 | 0 | 0 | 0 | 0 | 0 | 0 | 0 | 0 | 0 | 0 | 0 | 0 | 0 | 0 | 0 | 0 | 0 | 0 | 0 | 0 | 0 | 0 | 0 | 0 | 0 | 0 | 0 | 0 | 0 | 0 | 0 | 0 | 0 | 0 | 0 | 0 | 0 | 0 | 0 | 0 | 0 | 0 | 0 | 0 | 0 | 0 | 0 | 0 | 0 | 0 | 0 | 0 | 0 | 0 | 0 | 0 | 0 | 0 | 13.8783 | 0 | 0 | 0 | 11.8869 | 0 | 0 | 0 | 18.955 | 0 | 0 | 0 | 12.0173 | 0 | 0 | 0 | 18.951 | 0 | 0 | 0 | 0 | 0 | 0 | 0 | 0 | 0 | 0 | 0 | 0 | 0 | 0 | 0 | 10.9765 | 0 | 0 | 0 | 9.5816 | #DIV/0! | #DIV/0! | #DIV/0! | #N/A | 0 | 0 | 0 | 0 | 0 | 0 | 0 | 0 | 0 | 0 | 0 | 0 | 0 | 0 | 0 | 0 | 0 | 0 | 0 | 0 | 0 | 0 | 0 | 0 | #DIV/0! | #DIV/0! | #DIV/0! | #VALUE! | 0 | 0 | 0 | 0 | 0 | 0 | 0 | 0 | 0 | 0 | 0 | 10.2768 | 0 | 0 | 0 | 10.2768 | 0 | 0 | 0 | 2.451 | 0 | 0 | 0 | 2.3697 | 0 | 0 | 0 | 2.2988 | 0 | 0 | 0 | 4.5961 | 0 | 0 | 0 | 1.8614 | 0 | 0 | 0 | 1.8369 | 0 | 0 | 0 | 1.797 | 0 | 0 | 0 | 3.5072 | 0 | 0 | 0 | 3.3547 | 0 | 0 | 0 | 3.2858 | 0 | 0 | 0 | 2.0343 | 0 | 0 | 0 | 1.9588 | 0 | 0 | 0 | 1.9207 | #REF! | #REF! | #REF!
20 | 245 |  |  | 245 |  | Electrical Raceway Systems | 0 | 0 | 0 | 0 | 0 | 0 | 0 | 0 | 0 | 0 | 0 | 0 | 0 | 0 | 0 | 0 | 0 | 0 | 0 | 0 | 0 | 0 | 0 | 0 | 0 | 0 | 0 | 0 | 0 | 0 | 0 | 0 | 0 | 0 | 0 | 0 | 0 | 0 | 0 | 0 | 0 | 0 | 0 | 0 | 0 | 0 | 0 | 0 | 0 | 0 | 0 | 0 | 0 | 0 | 0 | 0 | 0 | 0 | 0 | 130.1964 | 0 | 0 | 0 | 62.2092 | 0 | 0 | 0 | 47.4572 | 0 | 0 | 0 | 34.6424 | 0 | 0 | 0 | 45.0834 | 0 | 0 | 0 | 0 | 0 | 0 | 0 | 0 | 0 | 0 | 0 | 0 | 0 | 0 | 0 | 56.3798 | 0 | 0 | 0 | 49.2152 | #DIV/0! | #DIV/0! | #DIV/0! | #N/A | 0 | 0 | 0 | 0 | 0 | 0 | 0 | 0 | 0 | 0 | 0 | 0 | 0 | 0 | 0 | 0 | 0 | 0 | 0 | 0 | 0 | 0 | 0 | 0 | #DIV/0! | #DIV/0! | #DIV/0! | #VALUE! | 0 | 0 | 0 | 0 | 0 | 0 | 0 | 136.7973 | 0 | 0 | 0 | 51.7733 | 0 | 0 | 0 | 51.7733 | 0 | 0 | 0 | 24.61 | 0 | 0 | 0 | 23.5197 | 0 | 0 | 0 | 22.5314 | 0 | 0 | 0 | 45.0612 | 0 | 0 | 0 | 54.7251 | 0 | 0 | 0 | 50.9307 | 0 | 0 | 0 | 49.2391 | 0 | 0 | 0 | 48.7104 | 0 | 0 | 0 | 45.3246 | 0 | 0 | 0 | 43.9979 | 0 | 0 | 0 | 41.4247 | 0 | 0 | 0 | 38.4943 | 0 | 0 | 0 | 37.346 | #REF! | #REF! | #REF!
20 | 246 |  |  | 246 |  | Power and Control Cables and Wiring | 0 | 0 | 0 | 0 | 0 | 0 | 0 | 0 | 0 | 0 | 0 | 0 | 0 | 0 | 0 | 0 | 0 | 0 | 0 | 0 | 0 | 0 | 0 | 0 | 0 | 0 | 0 | 0 | 0 | 0 | 0 | 0 | 0 | 0 | 0 | 0 | 0 | 0 | 0 | 0 | 0 | 0 | 0 | 0 | 0 | 0 | 0 | 0 | 0 | 0 | 0 | 0 | 0 | 0 | 0 | 0 | 0 | 0 | 0 | 92.6923 | 0 | 0 | 0 | 57.4655 | 0 | 0 | 0 | 43.7037 | 0 | 0 | 0 | 37.3518 | 0 | 0 | 0 | 39.3426 | 0 | 0 | 0 | 0 | 0 | 0 | 0 | 0 | 0 | 0 | 0 | 0 | 0 | 0 | 0 | 45.5673 | 0 | 0 | 0 | 39.7767 | #DIV/0! | #DIV/0! | #DIV/0! | #N/A | 0 | 0 | 0 | 0 | 0 | 0 | 0 | 0 | 0 | 0 | 0 | 0 | 0 | 0 | 0 | 0 | 0 | 0 | 0 | 0 | 0 | 0 | 0 | 0 | #DIV/0! | #DIV/0! | #DIV/0! | #VALUE! | 0 | 0 | 0 | 0 | 0 | 0 | 0 | 126.3619 | 0 | 0 | 0 | 35.614 | 0 | 0 | 0 | 35.614 | 0 | 0 | 0 | 18.0815 | 0 | 0 | 0 | 17.5925 | 0 | 0 | 0 | 17.1685 | 0 | 0 | 0 | 34.3355 | 0 | 0 | 0 | 54.485 | 0 | 0 | 0 | 51.6625 | 0 | 0 | 0 | 50.4005 | 0 | 0 | 0 | 47.1566 | 0 | 0 | 0 | 44.7006 | 0 | 0 | 0 | 43.7382 | 0 | 0 | 0 | 52.5005 | 0 | 0 | 0 | 50.2794 | 0 | 0 | 0 | 49.4091 | #REF! | #REF! | #REF!
20 | 25 |  | 25 |  |  | Initial Fuel Inventory | 0 | 0 | 0 | 401.9411 | 0 | 0 | 0 | 401.9689 | 0 | 0 | 0 | 626.8084 | 0 | 0 | 0 | 626.8223 | 0 | 0 | 0 | 445.6857 | 0 | 0 | 0 | 445.6619 | 0 | 0 | 0 | 694.9691 | 0 | 0 | 0 | 694.9453 | 0 | 0 | 0 | 0 | 0 | 0 | 0 | 0 | 0 | 0 | 0 | 0 | 0 | 0 | 0 | 0 | 0 | 0 | 0 | 0 | 0 | 0 | 0 | 0 | 0 | 0 | 0 | 0 | 0 | 0 | 0 | 0 | 0 | 0 | 0 | 0 | 0 | 0 | 0 | 0 | 0 | 0 | 0 | 0 | 0 | 0 | 0 | 0 | 0 | 0 | 0 | 0 | 0 | 0 | 0 | 0 | 0 | 0 | 0 | 0 | 0 | 0 | 0 | 0 | #DIV/0! | #DIV/0! | #DIV/0! | #N/A | 0 | 0 | 0 | 831.2069 | 0 | 0 | 0 | 855.2569 | 0 | 0 | 0 | 855.2569 | 0 | 0 | 0 | 855.2569 | 0 | 0 | 0 | 855.2569 | 0 | 0 | 0 | 855.2569 | #DIV/0! | #DIV/0! | #DIV/0! | #VALUE! | 0 | 0 | 0 | 0 | 0 | 0 | 0 | 0 | 0 | 0 | 0 | 0 | 0 | 0 | 0 | 0 | 0 | 0 | 0 | 0 | 0 | 0 | 0 | 0 | 0 | 0 | 0 | 0 | 0 | 0 | 0 | 0 | 0 | 0 | 0 | 0 | 0 | 0 | 0 | 0 | 0 | 0 | 0 | 0 | 0 | 0 | 0 | 0 | 0 | 0 | 0 | 0 | 0 | 0 | 0 | 0 | 0 | 0 | 0 | 0 | 0 | 0 | 0 | 0 | 0 | 0 | 0 | 0 | #REF! | #REF! | #REF!
20 | 251 |  |  | 251 |  | Initial Fuel Inventory Material | 0 | 0 | 0 | 0 | 0 | 0 | 0 | 0 | 0 | 0 | 0 | 0 | 0 | 0 | 0 | 0 | 0 | 0 | 0 | 0 | 0 | 0 | 0 | 0 | 0 | 0 | 0 | 0 | 0 | 0 | 0 | 0 | 0 | 0 | 0 | 0 | 0 | 0 | 0 | 0 | 0 | 0 | 0 | 0 | 0 | 0 | 0 | 0 | 0 | 0 | 0 | 0 | 0 | 0 | 0 | 0 | 0 | 0 | 0 | 0 | 0 | 0 | 0 | 0 | 0 | 0 | 0 | 0 | 0 | 0 | 0 | 0 | 0 | 0 | 0 | 0 | 0 | 0 | 0 | 0 | 0 | 0 | 0 | 0 | 0 | 0 | 0 | 0 | 0 | 0 | 0 | 0 | 0 | 0 | 0 | 0 | #DIV/0! | #DIV/0! | #DIV/0! | #N/A | 0 | 0 | 0 | 0 | 0 | 0 | 0 | 0 | 0 | 0 | 0 | 0 | 0 | 0 | 0 | 0 | 0 | 0 | 0 | 0 | 0 | 0 | 0 | 0 | #DIV/0! | #DIV/0! | #DIV/0! | #VALUE! | 0 | 0 | 0 | 0 | 0 | 0 | 0 | 0 | 0 | 0 | 0 | 0 | 0 | 0 | 0 | 0 | 0 | 0 | 0 | 0 | 0 | 0 | 0 | 0 | 0 | 0 | 0 | 0 | 0 | 0 | 0 | 0 | 0 | 0 | 0 | 0 | 0 | 0 | 0 | 0 | 0 | 0 | 0 | 0 | 0 | 0 | 0 | 0 | 0 | 0 | 0 | 0 | 0 | 0 | 0 | 0 | 0 | 0 | 0 | 0 | 0 | 0 | 0 | 0 | 0 | 0 | 0 | 0 | #REF! | #REF! | #REF!
20 | 252 |  |  | 252 |  | First Core Conversion | 0 | 0 | 0 | 0 | 0 | 0 | 0 | 0 | 0 | 0 | 0 | 0 | 0 | 0 | 0 | 0 | 0 | 0 | 0 | 0 | 0 | 0 | 0 | 0 | 0 | 0 | 0 | 0 | 0 | 0 | 0 | 0 | 0 | 0 | 0 | 0 | 0 | 0 | 0 | 0 | 0 | 0 | 0 | 0 | 0 | 0 | 0 | 0 | 0 | 0 | 0 | 0 | 0 | 0 | 0 | 0 | 0 | 0 | 0 | 0 | 0 | 0 | 0 | 0 | 0 | 0 | 0 | 0 | 0 | 0 | 0 | 0 | 0 | 0 | 0 | 0 | 0 | 0 | 0 | 0 | 0 | 0 | 0 | 0 | 0 | 0 | 0 | 0 | 0 | 0 | 0 | 0 | 0 | 0 | 0 | 0 | #DIV/0! | #DIV/0! | #DIV/0! | #N/A | 0 | 0 | 0 | 0 | 0 | 0 | 0 | 0 | 0 | 0 | 0 | 0 | 0 | 0 | 0 | 0 | 0 | 0 | 0 | 0 | 0 | 0 | 0 | 0 | #DIV/0! | #DIV/0! | #DIV/0! | #VALUE! | 0 | 0 | 0 | 0 | 0 | 0 | 0 | 0 | 0 | 0 | 0 | 0 | 0 | 0 | 0 | 0 | 0 | 0 | 0 | 0 | 0 | 0 | 0 | 0 | 0 | 0 | 0 | 0 | 0 | 0 | 0 | 0 | 0 | 0 | 0 | 0 | 0 | 0 | 0 | 0 | 0 | 0 | 0 | 0 | 0 | 0 | 0 | 0 | 0 | 0 | 0 | 0 | 0 | 0 | 0 | 0 | 0 | 0 | 0 | 0 | 0 | 0 | 0 | 0 | 0 | 0 | 0 | 0 | #REF! | #REF! | #REF!
20 | 253 |  |  | 253 |  | First Core Enrichment | 0 | 0 | 0 | 0 | 0 | 0 | 0 | 0 | 0 | 0 | 0 | 0 | 0 | 0 | 0 | 0 | 0 | 0 | 0 | 0 | 0 | 0 | 0 | 0 | 0 | 0 | 0 | 0 | 0 | 0 | 0 | 0 | 0 | 0 | 0 | 0 | 0 | 0 | 0 | 0 | 0 | 0 | 0 | 0 | 0 | 0 | 0 | 0 | 0 | 0 | 0 | 0 | 0 | 0 | 0 | 0 | 0 | 0 | 0 | 0 | 0 | 0 | 0 | 0 | 0 | 0 | 0 | 0 | 0 | 0 | 0 | 0 | 0 | 0 | 0 | 0 | 0 | 0 | 0 | 0 | 0 | 0 | 0 | 0 | 0 | 0 | 0 | 0 | 0 | 0 | 0 | 0 | 0 | 0 | 0 | 0 | #DIV/0! | #DIV/0! | #DIV/0! | #N/A | 0 | 0 | 0 | 0 | 0 | 0 | 0 | 0 | 0 | 0 | 0 | 0 | 0 | 0 | 0 | 0 | 0 | 0 | 0 | 0 | 0 | 0 | 0 | 0 | #DIV/0! | #DIV/0! | #DIV/0! | #VALUE! | 0 | 0 | 0 | 0 | 0 | 0 | 0 | 0 | 0 | 0 | 0 | 0 | 0 | 0 | 0 | 0 | 0 | 0 | 0 | 0 | 0 | 0 | 0 | 0 | 0 | 0 | 0 | 0 | 0 | 0 | 0 | 0 | 0 | 0 | 0 | 0 | 0 | 0 | 0 | 0 | 0 | 0 | 0 | 0 | 0 | 0 | 0 | 0 | 0 | 0 | 0 | 0 | 0 | 0 | 0 | 0 | 0 | 0 | 0 | 0 | 0 | 0 | 0 | 0 | 0 | 0 | 0 | 0 | #REF! | #REF! | #REF!
20 | 254 |  |  | 254 |  | First Core Fuel Assembly Fabrication | 0 | 0 | 0 | 0 | 0 | 0 | 0 | 0 | 0 | 0 | 0 | 0 | 0 | 0 | 0 | 0 | 0 | 0 | 0 | 0 | 0 | 0 | 0 | 0 | 0 | 0 | 0 | 0 | 0 | 0 | 0 | 0 | 0 | 0 | 0 | 0 | 0 | 0 | 0 | 0 | 0 | 0 | 0 | 0 | 0 | 0 | 0 | 0 | 0 | 0 | 0 | 0 | 0 | 0 | 0 | 0 | 0 | 0 | 0 | 0 | 0 | 0 | 0 | 0 | 0 | 0 | 0 | 0 | 0 | 0 | 0 | 0 | 0 | 0 | 0 | 0 | 0 | 0 | 0 | 0 | 0 | 0 | 0 | 0 | 0 | 0 | 0 | 0 | 0 | 0 | 0 | 0 | 0 | 0 | 0 | 0 | #DIV/0! | #DIV/0! | #DIV/0! | #N/A | 0 | 0 | 0 | 0 | 0 | 0 | 0 | 0 | 0 | 0 | 0 | 0 | 0 | 0 | 0 | 0 | 0 | 0 | 0 | 0 | 0 | 0 | 0 | 0 | #DIV/0! | #DIV/0! | #DIV/0! | #VALUE! | 0 | 0 | 0 | 0 | 0 | 0 | 0 | 0 | 0 | 0 | 0 | 0 | 0 | 0 | 0 | 0 | 0 | 0 | 0 | 0 | 0 | 0 | 0 | 0 | 0 | 0 | 0 | 0 | 0 | 0 | 0 | 0 | 0 | 0 | 0 | 0 | 0 | 0 | 0 | 0 | 0 | 0 | 0 | 0 | 0 | 0 | 0 | 0 | 0 | 0 | 0 | 0 | 0 | 0 | 0 | 0 | 0 | 0 | 0 | 0 | 0 | 0 | 0 | 0 | 0 | 0 | 0 | 0 | #REF! | #REF! | #REF!
20 | 255 |  |  | 255 |  | First Core Supply of Other Fissionable Materials (e.g., Pu) | 0 | 0 | 0 | 0 | 0 | 0 | 0 | 0 | 0 | 0 | 0 | 0 | 0 | 0 | 0 | 0 | 0 | 0 | 0 | 0 | 0 | 0 | 0 | 0 | 0 | 0 | 0 | 0 | 0 | 0 | 0 | 0 | 0 | 0 | 0 | 0 | 0 | 0 | 0 | 0 | 0 | 0 | 0 | 0 | 0 | 0 | 0 | 0 | 0 | 0 | 0 | 0 | 0 | 0 | 0 | 0 | 0 | 0 | 0 | 0 | 0 | 0 | 0 | 0 | 0 | 0 | 0 | 0 | 0 | 0 | 0 | 0 | 0 | 0 | 0 | 0 | 0 | 0 | 0 | 0 | 0 | 0 | 0 | 0 | 0 | 0 | 0 | 0 | 0 | 0 | 0 | 0 | 0 | 0 | 0 | 0 | #DIV/0! | #DIV/0! | #DIV/0! | #N/A | 0 | 0 | 0 | 0 | 0 | 0 | 0 | 0 | 0 | 0 | 0 | 0 | 0 | 0 | 0 | 0 | 0 | 0 | 0 | 0 | 0 | 0 | 0 | 0 | #DIV/0! | #DIV/0! | #DIV/0! | #VALUE! | 0 | 0 | 0 | 0 | 0 | 0 | 0 | 0 | 0 | 0 | 0 | 0 | 0 | 0 | 0 | 0 | 0 | 0 | 0 | 0 | 0 | 0 | 0 | 0 | 0 | 0 | 0 | 0 | 0 | 0 | 0 | 0 | 0 | 0 | 0 | 0 | 0 | 0 | 0 | 0 | 0 | 0 | 0 | 0 | 0 | 0 | 0 | 0 | 0 | 0 | 0 | 0 | 0 | 0 | 0 | 0 | 0 | 0 | 0 | 0 | 0 | 0 | 0 | 0 | 0 | 0 | 0 | 0 | #REF! | #REF! | #REF!
20 | 26 |  | 26 |  |  | Miscellaneous Equipment | 0 | 0 | 0 | 0 | 0 | 0 | 0 | 0 | 0 | 0 | 0 | 0 | 0 | 0 | 0 | 0 | 0 | 0 | 0 | 0 | 0 | 0 | 0 | 0 | 0 | 0 | 0 | 0 | 0 | 0 | 0 | 0 | 0 | 0 | 0 | 115.5434 | 0 | 0 | 0 | 63.5489 | 0 | 0 | 0 | 1432.738 | 0 | 0 | 0 | 612.3799 | 0 | 0 | 0 | 247.593 | 0 | 0 | 0 | 144.4292 | 0 | 0 | 0 | 197.0913 | 0 | 0 | 0 | 130.2721 | 0 | 0 | 0 | 162.9733 | 0 | 0 | 0 | 124.46 | 0 | 0 | 0 | 165.7098 | 0 | 0 | 0 | 69.1909 | 0 | 0 | 0 | 152.2944 | 0 | 0 | 0 | 170.8431 | 0 | 0 | 0 | 160.6565 | 0 | 0 | 0 | 242.4042 | #DIV/0! | #DIV/0! | #DIV/0! | #N/A | 0 | 0 | 0 | 275.5326 | 0 | 0 | 0 | 205.7692 | 0 | 0 | 0 | 156.1449 | 0 | 0 | 0 | 120.4388 | 0 | 0 | 0 | 93.7425 | 0 | 0 | 0 | 86.6535 | #DIV/0! | #DIV/0! | #DIV/0! | #VALUE! | 0 | 0 | 0 | 115.6679 | 0 | 0 | 0 | 273.5946 | 0 | 0 | 0 | 113.6315 | 0 | 0 | 0 | 113.6315 | 0 | 0 | 0 | 19.4023 | 0 | 0 | 0 | 19.1127 | 0 | 0 | 0 | 18.8187 | 0 | 0 | 0 | 37.6389 | 0 | 0 | 0 | 0 | 0 | 0 | 0 | 0 | 0 | 0 | 0 | 0 | 0 | 0 | 0 | 0 | 0 | 0 | 0 | 0 | 0 | 0 | 0 | 0 | 0 | 0 | 0 | 0 | 0 | 0 | 0 | 0 | 0 | 0 | 0 | 0 | #REF! | #REF! | #REF!
20 | 261 |  |  | 261 |  | Transportation and Lift Equipment | 0 | 0 | 0 | 0 | 0 | 0 | 0 | 0 | 0 | 0 | 0 | 0 | 0 | 0 | 0 | 0 | 0 | 0 | 0 | 0 | 0 | 0 | 0 | 0 | 0 | 0 | 0 | 0 | 0 | 0 | 0 | 0 | 0 | 0 | 0 | 0 | 0 | 0 | 0 | 0 | 0 | 0 | 0 | 0 | 0 | 0 | 0 | 0 | 0 | 0 | 0 | 0 | 0 | 0 | 0 | 0 | 0 | 0 | 0 | 0 | 0 | 0 | 0 | 0 | 0 | 0 | 0 | 0 | 0 | 0 | 0 | 0 | 0 | 0 | 0 | 0 | 0 | 0 | 0 | 0 | 0 | 0 | 0 | 0 | 0 | 0 | 0 | 0 | 0 | 0 | 0 | 0 | 0 | 0 | 0 | 0 | #DIV/0! | #DIV/0! | #DIV/0! | #N/A | 0 | 0 | 0 | 0 | 0 | 0 | 0 | 0 | 0 | 0 | 0 | 0 | 0 | 0 | 0 | 0 | 0 | 0 | 0 | 0 | 0 | 0 | 0 | 0 | #DIV/0! | #DIV/0! | #DIV/0! | #VALUE! | 0 | 0 | 0 | 0 | 0 | 0 | 0 | 0 | 0 | 0 | 0 | 0 | 0 | 0 | 0 | 0 | 0 | 0 | 0 | 0 | 0 | 0 | 0 | 0 | 0 | 0 | 0 | 0 | 0 | 0 | 0 | 0 | 0 | 0 | 0 | 0 | 0 | 0 | 0 | 0 | 0 | 0 | 0 | 0 | 0 | 0 | 0 | 0 | 0 | 0 | 0 | 0 | 0 | 0 | 0 | 0 | 0 | 0 | 0 | 0 | 0 | 0 | 0 | 0 | 0 | 0 | 0 | 0 | #REF! | #REF! | #REF!
20 | 262 |  |  | 262 |  | Air, Water, Plant Fuel Oil, and Steam Systems | 0 | 0 | 0 | 0 | 0 | 0 | 0 | 0 | 0 | 0 | 0 | 0 | 0 | 0 | 0 | 0 | 0 | 0 | 0 | 0 | 0 | 0 | 0 | 0 | 0 | 0 | 0 | 0 | 0 | 0 | 0 | 0 | 0 | 0 | 0 | 0 | 0 | 0 | 0 | 0 | 0 | 0 | 0 | 0 | 0 | 0 | 0 | 0 | 0 | 0 | 0 | 0 | 0 | 0 | 0 | 0 | 0 | 0 | 0 | 0 | 0 | 0 | 0 | 0 | 0 | 0 | 0 | 0 | 0 | 0 | 0 | 0 | 0 | 0 | 0 | 0 | 0 | 0 | 0 | 0 | 0 | 0 | 0 | 0 | 0 | 0 | 0 | 0 | 0 | 0 | 0 | 0 | 0 | 0 | 0 | 0 | #DIV/0! | #DIV/0! | #DIV/0! | #N/A | 0 | 0 | 0 | 0 | 0 | 0 | 0 | 0 | 0 | 0 | 0 | 0 | 0 | 0 | 0 | 0 | 0 | 0 | 0 | 0 | 0 | 0 | 0 | 0 | #DIV/0! | #DIV/0! | #DIV/0! | #VALUE! | 0 | 0 | 0 | 0 | 0 | 0 | 0 | 0 | 0 | 0 | 0 | 0 | 0 | 0 | 0 | 0 | 0 | 0 | 0 | 0 | 0 | 0 | 0 | 0 | 0 | 0 | 0 | 0 | 0 | 0 | 0 | 0 | 0 | 0 | 0 | 0 | 0 | 0 | 0 | 0 | 0 | 0 | 0 | 0 | 0 | 0 | 0 | 0 | 0 | 0 | 0 | 0 | 0 | 0 | 0 | 0 | 0 | 0 | 0 | 0 | 0 | 0 | 0 | 0 | 0 | 0 | 0 | 0 | #REF! | #REF! | #REF!
20 | 263 |  |  | 263 |  | Communications Equipment | 0 | 0 | 0 | 0 | 0 | 0 | 0 | 0 | 0 | 0 | 0 | 0 | 0 | 0 | 0 | 0 | 0 | 0 | 0 | 0 | 0 | 0 | 0 | 0 | 0 | 0 | 0 | 0 | 0 | 0 | 0 | 0 | 0 | 0 | 0 | 0 | 0 | 0 | 0 | 0 | 0 | 0 | 0 | 0 | 0 | 0 | 0 | 0 | 0 | 0 | 0 | 0 | 0 | 0 | 0 | 0 | 0 | 0 | 0 | 0 | 0 | 0 | 0 | 0 | 0 | 0 | 0 | 0 | 0 | 0 | 0 | 0 | 0 | 0 | 0 | 0 | 0 | 0 | 0 | 0 | 0 | 0 | 0 | 0 | 0 | 0 | 0 | 0 | 0 | 0 | 0 | 0 | 0 | 0 | 0 | 0 | #DIV/0! | #DIV/0! | #DIV/0! | #N/A | 0 | 0 | 0 | 0 | 0 | 0 | 0 | 0 | 0 | 0 | 0 | 0 | 0 | 0 | 0 | 0 | 0 | 0 | 0 | 0 | 0 | 0 | 0 | 0 | #DIV/0! | #DIV/0! | #DIV/0! | #VALUE! | 0 | 0 | 0 | 0 | 0 | 0 | 0 | 0 | 0 | 0 | 0 | 0 | 0 | 0 | 0 | 0 | 0 | 0 | 0 | 0 | 0 | 0 | 0 | 0 | 0 | 0 | 0 | 0 | 0 | 0 | 0 | 0 | 0 | 0 | 0 | 0 | 0 | 0 | 0 | 0 | 0 | 0 | 0 | 0 | 0 | 0 | 0 | 0 | 0 | 0 | 0 | 0 | 0 | 0 | 0 | 0 | 0 | 0 | 0 | 0 | 0 | 0 | 0 | 0 | 0 | 0 | 0 | 0 | #REF! | #REF! | #REF!
20 | 264 |  |  | 264 |  | Furnishing and Fixtures | 0 | 0 | 0 | 0 | 0 | 0 | 0 | 0 | 0 | 0 | 0 | 0 | 0 | 0 | 0 | 0 | 0 | 0 | 0 | 0 | 0 | 0 | 0 | 0 | 0 | 0 | 0 | 0 | 0 | 0 | 0 | 0 | 0 | 0 | 0 | 0 | 0 | 0 | 0 | 0 | 0 | 0 | 0 | 0 | 0 | 0 | 0 | 0 | 0 | 0 | 0 | 0 | 0 | 0 | 0 | 0 | 0 | 0 | 0 | 0 | 0 | 0 | 0 | 0 | 0 | 0 | 0 | 0 | 0 | 0 | 0 | 0 | 0 | 0 | 0 | 0 | 0 | 0 | 0 | 0 | 0 | 0 | 0 | 0 | 0 | 0 | 0 | 0 | 0 | 0 | 0 | 0 | 0 | 0 | 0 | 0 | #DIV/0! | #DIV/0! | #DIV/0! | #N/A | 0 | 0 | 0 | 0 | 0 | 0 | 0 | 0 | 0 | 0 | 0 | 0 | 0 | 0 | 0 | 0 | 0 | 0 | 0 | 0 | 0 | 0 | 0 | 0 | #DIV/0! | #DIV/0! | #DIV/0! | #VALUE! | 0 | 0 | 0 | 0 | 0 | 0 | 0 | 0 | 0 | 0 | 0 | 0 | 0 | 0 | 0 | 0 | 0 | 0 | 0 | 0 | 0 | 0 | 0 | 0 | 0 | 0 | 0 | 0 | 0 | 0 | 0 | 0 | 0 | 0 | 0 | 0 | 0 | 0 | 0 | 0 | 0 | 0 | 0 | 0 | 0 | 0 | 0 | 0 | 0 | 0 | 0 | 0 | 0 | 0 | 0 | 0 | 0 | 0 | 0 | 0 | 0 | 0 | 0 | 0 | 0 | 0 | 0 | 0 | #REF! | #REF! | #REF!
20 | 265 |  |  | 265 |  | Robotic and/or Remotely Operated Inspection and Maintenance Equipment | 0 | 0 | 0 | 0 | 0 | 0 | 0 | 0 | 0 | 0 | 0 | 0 | 0 | 0 | 0 | 0 | 0 | 0 | 0 | 0 | 0 | 0 | 0 | 0 | 0 | 0 | 0 | 0 | 0 | 0 | 0 | 0 | 0 | 0 | 0 | 0 | 0 | 0 | 0 | 0 | 0 | 0 | 0 | 0 | 0 | 0 | 0 | 0 | 0 | 0 | 0 | 0 | 0 | 0 | 0 | 0 | 0 | 0 | 0 | 0 | 0 | 0 | 0 | 0 | 0 | 0 | 0 | 0 | 0 | 0 | 0 | 0 | 0 | 0 | 0 | 0 | 0 | 0 | 0 | 0 | 0 | 0 | 0 | 0 | 0 | 0 | 0 | 0 | 0 | 0 | 0 | 0 | 0 | 0 | 0 | 0 | #DIV/0! | #DIV/0! | #DIV/0! | #N/A | 0 | 0 | 0 | 0 | 0 | 0 | 0 | 0 | 0 | 0 | 0 | 0 | 0 | 0 | 0 | 0 | 0 | 0 | 0 | 0 | 0 | 0 | 0 | 0 | #DIV/0! | #DIV/0! | #DIV/0! | #VALUE! | 0 | 0 | 0 | 0 | 0 | 0 | 0 | 0 | 0 | 0 | 0 | 0 | 0 | 0 | 0 | 0 | 0 | 0 | 0 | 0 | 0 | 0 | 0 | 0 | 0 | 0 | 0 | 0 | 0 | 0 | 0 | 0 | 0 | 0 | 0 | 0 | 0 | 0 | 0 | 0 | 0 | 0 | 0 | 0 | 0 | 0 | 0 | 0 | 0 | 0 | 0 | 0 | 0 | 0 | 0 | 0 | 0 | 0 | 0 | 0 | 0 | 0 | 0 | 0 | 0 | 0 | 0 | 0 | #REF! | #REF! | #REF!
20 | 27 |  | 27 |  |  | Material Requiring Special Consideration | 0 | 0 | 0 | 0 | 0 | 0 | 0 | 0 | 0 | 0 | 0 | 0 | 0 | 0 | 0 | 0 | 0 | 0 | 0 | 0 | 0 | 0 | 0 | 0 | 0 | 0 | 0 | 0 | 0 | 0 | 0 | 0 | 0 | 0 | 0 | 0 | 0 | 0 | 0 | 0 | 0 | 0 | 0 | 0 | 0 | 0 | 0 | 0 | 0 | 0 | 0 | 0 | 0 | 0 | 0 | 0 | 0 | 0 | 0 | 0 | 0 | 0 | 0 | 0 | 0 | 0 | 0 | 0 | 0 | 0 | 0 | 0 | 0 | 0 | 0 | 0 | 0 | 0 | 0 | 0 | 0 | 0 | 0 | 0 | 0 | 0 | 0 | 0 | 0 | 0 | 0 | 0 | 0 | 0 | 0 | 0 | #DIV/0! | #DIV/0! | #DIV/0! | #N/A | 0 | 0 | 0 | 0 | 0 | 0 | 0 | 0 | 0 | 0 | 0 | 0 | 0 | 0 | 0 | 0 | 0 | 0 | 0 | 0 | 0 | 0 | 0 | 0 | #DIV/0! | #DIV/0! | #DIV/0! | #VALUE! | 0 | 0 | 0 | 0 | 0 | 0 | 0 | 0 | 0 | 0 | 0 | 299.0219 | 0 | 0 | 0 | 299.0219 | 0 | 0 | 0 | 0 | 0 | 0 | 0 | 0 | 0 | 0 | 0 | 0 | 0 | 0 | 0 | 0 | 0 | 0 | 0 | 0 | 0 | 0 | 0 | 0 | 0 | 0 | 0 | 0 | 0 | 0 | 0 | 0 | 0 | 0 | 0 | 0 | 0 | 0 | 0 | 0 | 0 | 0 | 0 | 0 | 0 | 0 | 0 | 0 | 0 | 0 | 0 | 0 | #REF! | #REF! | #REF!
20 | 28 |  | 28 |  |  | Simulator | 0 | 0 | 0 | 0 | 0 | 0 | 0 | 0 | 0 | 0 | 0 | 0 | 0 | 0 | 0 | 0 | 0 | 0 | 0 | 0 | 0 | 0 | 0 | 0 | 0 | 0 | 0 | 0 | 0 | 0 | 0 | 0 | 0 | 0 | 0 | 0 | 0 | 0 | 0 | 0 | 0 | 0 | 0 | 0 | 0 | 0 | 0 | 0 | 0 | 0 | 0 | 0 | 0 | 0 | 0 | 0 | 0 | 0 | 0 | 0 | 0 | 0 | 0 | 0 | 0 | 0 | 0 | 0 | 0 | 0 | 0 | 0 | 0 | 0 | 0 | 0 | 0 | 0 | 0 | 0 | 0 | 0 | 0 | 0 | 0 | 0 | 0 | 0 | 0 | 0 | 0 | 0 | 0 | 0 | 0 | 0 | #DIV/0! | #DIV/0! | #DIV/0! | #N/A | 0 | 0 | 0 | 0.45066 | 0 | 0 | 0 | 0.2391 | 0 | 0 | 0 | 0.11955 | 0 | 0 | 0 | 0.11955 | 0 | 0 | 0 | 0.059774 | 0 | 0 | 0 | 0.071729 | #DIV/0! | #DIV/0! | #DIV/0! | #VALUE! | 0 | 0 | 0 | 0 | 0 | 0 | 0 | 0 | 0 | 0 | 0 | 0 | 0 | 0 | 0 | 0 | 0 | 0 | 0 | 0 | 0 | 0 | 0 | 0 | 0 | 0 | 0 | 0 | 0 | 0 | 0 | 0 | 0 | 0 | 0 | 0 | 0 | 0 | 0 | 0 | 0 | 0 | 0 | 0 | 0 | 0 | 0 | 0 | 0 | 0 | 0 | 0 | 0 | 0 | 0 | 0 | 0 | 0 | 0 | 0 | 0 | 0 | 0 | 0 | 0 | 0 | 0 | 0 | #REF! | #REF! | #REF!
20 | 29 |  | 29 |  |  | Contingency on Direct Costs | 0 | 0 | 0 | 742.9889 | 0 | 0 | 0 | 593.5029 | 0 | 0 | 0 | 1201.3272 | 0 | 0 | 0 | 992.7103 | 0 | 0 | 0 | 903.6406 | 0 | 0 | 0 | 719.6502 | 0 | 0 | 0 | 1520.9048 | 0 | 0 | 0 | 1258.7101 | 0 | 0 | 0 | 0 | 0 | 0 | 0 | 0 | 0 | 0 | 0 | 0 | 0 | 0 | 0 | 0 | 0 | 0 | 0 | 0 | 0 | 0 | 0 | 0 | 0 | 0 | 0 | 0 | 0 | 0 | 0 | 0 | 0 | 0 | 0 | 0 | 0 | 0 | 0 | 0 | 0 | 0 | 0 | 0 | 0 | 0 | 0 | 0 | 0 | 0 | 0 | 0 | 0 | 0 | 0 | 0 | 0 | 0 | 0 | 0 | 0 | 0 | 0 | 0 | #DIV/0! | #DIV/0! | #DIV/0! | #N/A | 0 | 0 | 0 | 501.8711 | 0 | 0 | 0 | 408.8432 | 0 | 0 | 0 | 350.1632 | 0 | 0 | 0 | 316.0096 | 0 | 0 | 0 | 290.1236 | 0 | 0 | 0 | 283.2202 | #DIV/0! | #DIV/0! | #DIV/0! | #VALUE! | 0 | 0 | 0 | 0 | 0 | 0 | 0 | 0 | 0 | 0 | 0 | 0 | 0 | 0 | 0 | 0 | 0 | 0 | 0 | 0 | 0 | 0 | 0 | 0 | 0 | 0 | 0 | 0 | 0 | 0 | 0 | 0 | 0 | 0 | 0 | 0 | 0 | 0 | 0 | 0 | 0 | 0 | 0 | 0 | 0 | 0 | 0 | 0 | 0 | 0 | 0 | 0 | 0 | 0 | 0 | 0 | 0 | 0 | 0 | 0 | 0 | 0 | 0 | 0 | 0 | 0 | 0 | 0 | #REF! | #REF! | #REF!
30 | 30 | 30 |  |  |  | Capitalized Indirect Services Cost | 0 | 0 | 0 | 1564.0685 | 0 | 0 | 0 | 1197.0114 | 0 | 0 | 0 | 2469.9459 | 0 | 0 | 0 | 1986.1061 | 0 | 0 | 0 | 1949.7226 | 0 | 0 | 0 | 1463.375 | 0 | 0 | 0 | 3169.7603 | 0 | 0 | 0 | 2528.9258 | 0 | 0 | 0 | 0 | 0 | 0 | 0 | 0 | 0 | 0 | 0 | 0 | 0 | 0 | 0 | 0 | 0 | 0 | 0 | 0 | 0 | 0 | 0 | 0 | 0 | 0 | 0 | 2966.4256 | 0 | 0 | 0 | 1174.407 | 0 | 0 | 0 | 902.5091 | 0 | 0 | 0 | 726.6234 | 0 | 0 | 0 | 925.8285 | 0 | 0 | 0 | 889.0389 | 0 | 0 | 0 | 1896.5156 | 0 | 0 | 0 | 2415.6975 | 0 | 0 | 0 | 0 | 0 | 0 | 0 | 0 | #DIV/0! | #DIV/0! | #DIV/0! | #N/A | 0 | 0 | 0 | 1934.925 | 0 | 0 | 0 | 1533.6468 | 0 | 0 | 0 | 1290.1501 | 0 | 0 | 0 | 1157.2863 | 0 | 0 | 0 | 1078.5072 | 0 | 0 | 0 | 1064.5065 | #DIV/0! | #DIV/0! | #DIV/0! | #VALUE! | 0 | 0 | 0 | 1126.4176 | 0 | 0 | 0 | 1461.7692 | 0 | 0 | 0 | 1156.9774 | 0 | 0 | 0 | 1156.9774 | 0 | 0 | 0 | 282.1176 | 0 | 0 | 0 | 220.445 | 0 | 0 | 0 | 198.9372 | 0 | 0 | 0 | 349.9392 | 0 | 0 | 0 | 1280.2589 | 0 | 0 | 0 | 819.7621 | 0 | 0 | 0 | 757.3852 | 0 | 0 | 0 | 1154.9506 | 0 | 0 | 0 | 752.9306 | 0 | 0 | 0 | 701.6169 | 0 | 0 | 0 | 1120.9923 | 0 | 0 | 0 | 712.3377 | 0 | 0 | 0 | 650.514 | #REF! | #REF! | #REF!
30 | 31 |  | 31 |  |  | Factory & Field Indirect Costs | 0 | 0 | 0 | 1468.6578 | 0 | 0 | 0 | 1173.1587 | 0 | 0 | 0 | 2374.5352 | 0 | 0 | 0 | 1962.2534 | 0 | 0 | 0 | 1786.2444 | 0 | 0 | 0 | 1422.5054 | 0 | 0 | 0 | 3006.2821 | 0 | 0 | 0 | 2488.0562 | 0 | 0 | 0 | 0 | 0 | 0 | 0 | 0 | 0 | 0 | 0 | 0 | 0 | 0 | 0 | 0 | 0 | 0 | 0 | 0 | 0 | 0 | 0 | 0 | 0 | 0 | 0 | 730.2839 | 0 | 0 | 0 | 403.1365 | 0 | 0 | 0 | 394.0856 | 0 | 0 | 0 | 330.4401 | 0 | 0 | 0 | 320.9519 | 0 | 0 | 0 | 409.977 | 0 | 0 | 0 | 178.4956 | 0 | 0 | 0 | 364.7145 | 0 | 0 | 0 | 0 | 0 | 0 | 0 | 0 | #DIV/0! | #DIV/0! | #DIV/0! | #N/A | 0 | 0 | 0 | 766.2207 | 0 | 0 | 0 | 624.1924 | 0 | 0 | 0 | 534.604 | 0 | 0 | 0 | 482.4608 | 0 | 0 | 0 | 442.9399 | 0 | 0 | 0 | 432.4003 | #DIV/0! | #DIV/0! | #DIV/0! | #VALUE! | 0 | 0 | 0 | 381.6806 | 0 | 0 | 0 | 0 | 0 | 0 | 0 | 501.8663 | 0 | 0 | 0 | 501.8663 | 0 | 0 | 0 | 63.8422 | 0 | 0 | 0 | 59.1457 | 0 | 0 | 0 | 56.7607 | 0 | 0 | 0 | 111.8316 | 0 | 0 | 0 | 301.867 | 0 | 0 | 0 | 248.0622 | 0 | 0 | 0 | 242.4657 | 0 | 0 | 0 | 273.1225 | 0 | 0 | 0 | 226.7037 | 0 | 0 | 0 | 222.1434 | 0 | 0 | 0 | 231.7875 | 0 | 0 | 0 | 188.5564 | 0 | 0 | 0 | 183.5827 | #REF! | #REF! | #REF!
30 | 311 |  |  | 311 |  | Construction Tools and Equipment | 0 | 0 | 0 | 0 | 0 | 0 | 0 | 0 | 0 | 0 | 0 | 0 | 0 | 0 | 0 | 0 | 0 | 0 | 0 | 0 | 0 | 0 | 0 | 0 | 0 | 0 | 0 | 0 | 0 | 0 | 0 | 0 | 0 | 0 | 0 | 0 | 0 | 0 | 0 | 0 | 0 | 0 | 0 | 0 | 0 | 0 | 0 | 0 | 0 | 0 | 0 | 0 | 0 | 0 | 0 | 0 | 0 | 0 | 0 | 0 | 0 | 0 | 0 | 0 | 0 | 0 | 0 | 0 | 0 | 0 | 0 | 0 | 0 | 0 | 0 | 0 | 0 | 0 | 0 | 0 | 0 | 0 | 0 | 0 | 0 | 0 | 0 | 0 | 0 | 0 | 0 | 0 | 0 | 0 | 0 | 0 | #DIV/0! | #DIV/0! | #DIV/0! | #N/A | 0 | 0 | 0 | 0 | 0 | 0 | 0 | 0 | 0 | 0 | 0 | 0 | 0 | 0 | 0 | 0 | 0 | 0 | 0 | 0 | 0 | 0 | 0 | 0 | #DIV/0! | #DIV/0! | #DIV/0! | #VALUE! | 0 | 0 | 0 | 0 | 0 | 0 | 0 | 0 | 0 | 0 | 0 | 0 | 0 | 0 | 0 | 0 | 0 | 0 | 0 | 0 | 0 | 0 | 0 | 0 | 0 | 0 | 0 | 0 | 0 | 0 | 0 | 0 | 0 | 0 | 0 | 0 | 0 | 0 | 0 | 0 | 0 | 0 | 0 | 0 | 0 | 0 | 0 | 0 | 0 | 0 | 0 | 0 | 0 | 0 | 0 | 0 | 0 | 0 | 0 | 0 | 0 | 0 | 0 | 0 | 0 | 0 | 0 | 0 | #REF! | #REF! | #REF!
30 | 312 |  |  | 312 |  | Construction Vehicles | 0 | 0 | 0 | 0 | 0 | 0 | 0 | 0 | 0 | 0 | 0 | 0 | 0 | 0 | 0 | 0 | 0 | 0 | 0 | 0 | 0 | 0 | 0 | 0 | 0 | 0 | 0 | 0 | 0 | 0 | 0 | 0 | 0 | 0 | 0 | 0 | 0 | 0 | 0 | 0 | 0 | 0 | 0 | 0 | 0 | 0 | 0 | 0 | 0 | 0 | 0 | 0 | 0 | 0 | 0 | 0 | 0 | 0 | 0 | 0 | 0 | 0 | 0 | 0 | 0 | 0 | 0 | 0 | 0 | 0 | 0 | 0 | 0 | 0 | 0 | 0 | 0 | 0 | 0 | 0 | 0 | 0 | 0 | 0 | 0 | 0 | 0 | 0 | 0 | 0 | 0 | 0 | 0 | 0 | 0 | 0 | #DIV/0! | #DIV/0! | #DIV/0! | #N/A | 0 | 0 | 0 | 0 | 0 | 0 | 0 | 0 | 0 | 0 | 0 | 0 | 0 | 0 | 0 | 0 | 0 | 0 | 0 | 0 | 0 | 0 | 0 | 0 | #DIV/0! | #DIV/0! | #DIV/0! | #VALUE! | 0 | 0 | 0 | 0 | 0 | 0 | 0 | 0 | 0 | 0 | 0 | 0 | 0 | 0 | 0 | 0 | 0 | 0 | 0 | 0 | 0 | 0 | 0 | 0 | 0 | 0 | 0 | 0 | 0 | 0 | 0 | 0 | 0 | 0 | 0 | 0 | 0 | 0 | 0 | 0 | 0 | 0 | 0 | 0 | 0 | 0 | 0 | 0 | 0 | 0 | 0 | 0 | 0 | 0 | 0 | 0 | 0 | 0 | 0 | 0 | 0 | 0 | 0 | 0 | 0 | 0 | 0 | 0 | #REF! | #REF! | #REF!
30 | 313 |  |  | 313 |  | Construction Supplies, Consumables, and Utilities | 0 | 0 | 0 | 0 | 0 | 0 | 0 | 0 | 0 | 0 | 0 | 0 | 0 | 0 | 0 | 0 | 0 | 0 | 0 | 0 | 0 | 0 | 0 | 0 | 0 | 0 | 0 | 0 | 0 | 0 | 0 | 0 | 0 | 0 | 0 | 0 | 0 | 0 | 0 | 0 | 0 | 0 | 0 | 0 | 0 | 0 | 0 | 0 | 0 | 0 | 0 | 0 | 0 | 0 | 0 | 0 | 0 | 0 | 0 | 0 | 0 | 0 | 0 | 0 | 0 | 0 | 0 | 0 | 0 | 0 | 0 | 0 | 0 | 0 | 0 | 0 | 0 | 0 | 0 | 0 | 0 | 0 | 0 | 0 | 0 | 0 | 0 | 0 | 0 | 0 | 0 | 0 | 0 | 0 | 0 | 0 | #DIV/0! | #DIV/0! | #DIV/0! | #N/A | 0 | 0 | 0 | 0 | 0 | 0 | 0 | 0 | 0 | 0 | 0 | 0 | 0 | 0 | 0 | 0 | 0 | 0 | 0 | 0 | 0 | 0 | 0 | 0 | #DIV/0! | #DIV/0! | #DIV/0! | #VALUE! | 0 | 0 | 0 | 0 | 0 | 0 | 0 | 0 | 0 | 0 | 0 | 0 | 0 | 0 | 0 | 0 | 0 | 0 | 0 | 0 | 0 | 0 | 0 | 0 | 0 | 0 | 0 | 0 | 0 | 0 | 0 | 0 | 0 | 0 | 0 | 0 | 0 | 0 | 0 | 0 | 0 | 0 | 0 | 0 | 0 | 0 | 0 | 0 | 0 | 0 | 0 | 0 | 0 | 0 | 0 | 0 | 0 | 0 | 0 | 0 | 0 | 0 | 0 | 0 | 0 | 0 | 0 | 0 | #REF! | #REF! | #REF!
30 | 314 |  |  | 314 |  | Temporary Roads and Railroads | 0 | 0 | 0 | 0 | 0 | 0 | 0 | 0 | 0 | 0 | 0 | 0 | 0 | 0 | 0 | 0 | 0 | 0 | 0 | 0 | 0 | 0 | 0 | 0 | 0 | 0 | 0 | 0 | 0 | 0 | 0 | 0 | 0 | 0 | 0 | 0 | 0 | 0 | 0 | 0 | 0 | 0 | 0 | 0 | 0 | 0 | 0 | 0 | 0 | 0 | 0 | 0 | 0 | 0 | 0 | 0 | 0 | 0 | 0 | 0 | 0 | 0 | 0 | 0 | 0 | 0 | 0 | 0 | 0 | 0 | 0 | 0 | 0 | 0 | 0 | 0 | 0 | 0 | 0 | 0 | 0 | 0 | 0 | 0 | 0 | 0 | 0 | 0 | 0 | 0 | 0 | 0 | 0 | 0 | 0 | 0 | #DIV/0! | #DIV/0! | #DIV/0! | #N/A | 0 | 0 | 0 | 0 | 0 | 0 | 0 | 0 | 0 | 0 | 0 | 0 | 0 | 0 | 0 | 0 | 0 | 0 | 0 | 0 | 0 | 0 | 0 | 0 | #DIV/0! | #DIV/0! | #DIV/0! | #VALUE! | 0 | 0 | 0 | 0 | 0 | 0 | 0 | 0 | 0 | 0 | 0 | 0 | 0 | 0 | 0 | 0 | 0 | 0 | 0 | 0 | 0 | 0 | 0 | 0 | 0 | 0 | 0 | 0 | 0 | 0 | 0 | 0 | 0 | 0 | 0 | 0 | 0 | 0 | 0 | 0 | 0 | 0 | 0 | 0 | 0 | 0 | 0 | 0 | 0 | 0 | 0 | 0 | 0 | 0 | 0 | 0 | 0 | 0 | 0 | 0 | 0 | 0 | 0 | 0 | 0 | 0 | 0 | 0 | #REF! | #REF! | #REF!
30 | 315 |  |  | 315 |  | Module Receiving and Assembly Building(s) | 0 | 0 | 0 | 0 | 0 | 0 | 0 | 0 | 0 | 0 | 0 | 0 | 0 | 0 | 0 | 0 | 0 | 0 | 0 | 0 | 0 | 0 | 0 | 0 | 0 | 0 | 0 | 0 | 0 | 0 | 0 | 0 | 0 | 0 | 0 | 0 | 0 | 0 | 0 | 0 | 0 | 0 | 0 | 0 | 0 | 0 | 0 | 0 | 0 | 0 | 0 | 0 | 0 | 0 | 0 | 0 | 0 | 0 | 0 | 0 | 0 | 0 | 0 | 0 | 0 | 0 | 0 | 0 | 0 | 0 | 0 | 0 | 0 | 0 | 0 | 0 | 0 | 0 | 0 | 0 | 0 | 0 | 0 | 0 | 0 | 0 | 0 | 0 | 0 | 0 | 0 | 0 | 0 | 0 | 0 | 0 | #DIV/0! | #DIV/0! | #DIV/0! | #N/A | 0 | 0 | 0 | 0 | 0 | 0 | 0 | 0 | 0 | 0 | 0 | 0 | 0 | 0 | 0 | 0 | 0 | 0 | 0 | 0 | 0 | 0 | 0 | 0 | #DIV/0! | #DIV/0! | #DIV/0! | #VALUE! | 0 | 0 | 0 | 0 | 0 | 0 | 0 | 0 | 0 | 0 | 0 | 0 | 0 | 0 | 0 | 0 | 0 | 0 | 0 | 0 | 0 | 0 | 0 | 0 | 0 | 0 | 0 | 0 | 0 | 0 | 0 | 0 | 0 | 0 | 0 | 0 | 0 | 0 | 0 | 0 | 0 | 0 | 0 | 0 | 0 | 0 | 0 | 0 | 0 | 0 | 0 | 0 | 0 | 0 | 0 | 0 | 0 | 0 | 0 | 0 | 0 | 0 | 0 | 0 | 0 | 0 | 0 | 0 | #REF! | #REF! | #REF!
30 | 316 |  |  | 316 |  | Laydown Areas | 0 | 0 | 0 | 0 | 0 | 0 | 0 | 0 | 0 | 0 | 0 | 0 | 0 | 0 | 0 | 0 | 0 | 0 | 0 | 0 | 0 | 0 | 0 | 0 | 0 | 0 | 0 | 0 | 0 | 0 | 0 | 0 | 0 | 0 | 0 | 0 | 0 | 0 | 0 | 0 | 0 | 0 | 0 | 0 | 0 | 0 | 0 | 0 | 0 | 0 | 0 | 0 | 0 | 0 | 0 | 0 | 0 | 0 | 0 | 0 | 0 | 0 | 0 | 0 | 0 | 0 | 0 | 0 | 0 | 0 | 0 | 0 | 0 | 0 | 0 | 0 | 0 | 0 | 0 | 0 | 0 | 0 | 0 | 0 | 0 | 0 | 0 | 0 | 0 | 0 | 0 | 0 | 0 | 0 | 0 | 0 | #DIV/0! | #DIV/0! | #DIV/0! | #N/A | 0 | 0 | 0 | 0 | 0 | 0 | 0 | 0 | 0 | 0 | 0 | 0 | 0 | 0 | 0 | 0 | 0 | 0 | 0 | 0 | 0 | 0 | 0 | 0 | #DIV/0! | #DIV/0! | #DIV/0! | #VALUE! | 0 | 0 | 0 | 0 | 0 | 0 | 0 | 0 | 0 | 0 | 0 | 0 | 0 | 0 | 0 | 0 | 0 | 0 | 0 | 0 | 0 | 0 | 0 | 0 | 0 | 0 | 0 | 0 | 0 | 0 | 0 | 0 | 0 | 0 | 0 | 0 | 0 | 0 | 0 | 0 | 0 | 0 | 0 | 0 | 0 | 0 | 0 | 0 | 0 | 0 | 0 | 0 | 0 | 0 | 0 | 0 | 0 | 0 | 0 | 0 | 0 | 0 | 0 | 0 | 0 | 0 | 0 | 0 | #REF! | #REF! | #REF!
30 | 317 |  |  | 317 |  | Field Shops | 0 | 0 | 0 | 0 | 0 | 0 | 0 | 0 | 0 | 0 | 0 | 0 | 0 | 0 | 0 | 0 | 0 | 0 | 0 | 0 | 0 | 0 | 0 | 0 | 0 | 0 | 0 | 0 | 0 | 0 | 0 | 0 | 0 | 0 | 0 | 0 | 0 | 0 | 0 | 0 | 0 | 0 | 0 | 0 | 0 | 0 | 0 | 0 | 0 | 0 | 0 | 0 | 0 | 0 | 0 | 0 | 0 | 0 | 0 | 0 | 0 | 0 | 0 | 0 | 0 | 0 | 0 | 0 | 0 | 0 | 0 | 0 | 0 | 0 | 0 | 0 | 0 | 0 | 0 | 0 | 0 | 0 | 0 | 0 | 0 | 0 | 0 | 0 | 0 | 0 | 0 | 0 | 0 | 0 | 0 | 0 | #DIV/0! | #DIV/0! | #DIV/0! | #N/A | 0 | 0 | 0 | 0 | 0 | 0 | 0 | 0 | 0 | 0 | 0 | 0 | 0 | 0 | 0 | 0 | 0 | 0 | 0 | 0 | 0 | 0 | 0 | 0 | #DIV/0! | #DIV/0! | #DIV/0! | #VALUE! | 0 | 0 | 0 | 0 | 0 | 0 | 0 | 0 | 0 | 0 | 0 | 0 | 0 | 0 | 0 | 0 | 0 | 0 | 0 | 0 | 0 | 0 | 0 | 0 | 0 | 0 | 0 | 0 | 0 | 0 | 0 | 0 | 0 | 0 | 0 | 0 | 0 | 0 | 0 | 0 | 0 | 0 | 0 | 0 | 0 | 0 | 0 | 0 | 0 | 0 | 0 | 0 | 0 | 0 | 0 | 0 | 0 | 0 | 0 | 0 | 0 | 0 | 0 | 0 | 0 | 0 | 0 | 0 | #REF! | #REF! | #REF!
30 | 318 |  |  | 318 |  | Other Construction Support Structures | 0 | 0 | 0 | 0 | 0 | 0 | 0 | 0 | 0 | 0 | 0 | 0 | 0 | 0 | 0 | 0 | 0 | 0 | 0 | 0 | 0 | 0 | 0 | 0 | 0 | 0 | 0 | 0 | 0 | 0 | 0 | 0 | 0 | 0 | 0 | 0 | 0 | 0 | 0 | 0 | 0 | 0 | 0 | 0 | 0 | 0 | 0 | 0 | 0 | 0 | 0 | 0 | 0 | 0 | 0 | 0 | 0 | 0 | 0 | 476.2007 | 0 | 0 | 0 | 248.372 | 0 | 0 | 0 | 226.0129 | 0 | 0 | 0 | 193.6104 | 0 | 0 | 0 | 174.4282 | 0 | 0 | 0 | 409.977 | 0 | 0 | 0 | 178.4956 | 0 | 0 | 0 | 364.7145 | 0 | 0 | 0 | 0 | 0 | 0 | 0 | 0 | #DIV/0! | #DIV/0! | #DIV/0! | #N/A | 0 | 0 | 0 | 0 | 0 | 0 | 0 | 0 | 0 | 0 | 0 | 0 | 0 | 0 | 0 | 0 | 0 | 0 | 0 | 0 | 0 | 0 | 0 | 0 | #DIV/0! | #DIV/0! | #DIV/0! | #VALUE! | 0 | 0 | 0 | 0 | 0 | 0 | 0 | 0 | 0 | 0 | 0 | 0 | 0 | 0 | 0 | 0 | 0 | 0 | 0 | 32.7686 | 0 | 0 | 0 | 30.2043 | 0 | 0 | 0 | 29.073 | 0 | 0 | 0 | 57.2818 | 0 | 0 | 0 | 186.7667 | 0 | 0 | 0 | 151.1495 | 0 | 0 | 0 | 147.4448 | 0 | 0 | 0 | 169.5698 | 0 | 0 | 0 | 138.8419 | 0 | 0 | 0 | 135.823 | 0 | 0 | 0 | 153.4368 | 0 | 0 | 0 | 124.819 | 0 | 0 | 0 | 121.5266 | #REF! | #REF! | #REF!
30 | 319 |  |  | 319 |  | Construction Insurance | 0 | 0 | 0 | 0 | 0 | 0 | 0 | 0 | 0 | 0 | 0 | 0 | 0 | 0 | 0 | 0 | 0 | 0 | 0 | 0 | 0 | 0 | 0 | 0 | 0 | 0 | 0 | 0 | 0 | 0 | 0 | 0 | 0 | 0 | 0 | 0 | 0 | 0 | 0 | 0 | 0 | 0 | 0 | 0 | 0 | 0 | 0 | 0 | 0 | 0 | 0 | 0 | 0 | 0 | 0 | 0 | 0 | 0 | 0 | 0 | 0 | 0 | 0 | 0 | 0 | 0 | 0 | 0 | 0 | 0 | 0 | 0 | 0 | 0 | 0 | 0 | 0 | 0 | 0 | 0 | 0 | 0 | 0 | 0 | 0 | 0 | 0 | 0 | 0 | 0 | 0 | 0 | 0 | 0 | 0 | 0 | #DIV/0! | #DIV/0! | #DIV/0! | #N/A | 0 | 0 | 0 | 0 | 0 | 0 | 0 | 0 | 0 | 0 | 0 | 0 | 0 | 0 | 0 | 0 | 0 | 0 | 0 | 0 | 0 | 0 | 0 | 0 | #DIV/0! | #DIV/0! | #DIV/0! | #VALUE! | 0 | 0 | 0 | 0 | 0 | 0 | 0 | 0 | 0 | 0 | 0 | 0 | 0 | 0 | 0 | 0 | 0 | 0 | 0 | 0 | 0 | 0 | 0 | 0 | 0 | 0 | 0 | 0 | 0 | 0 | 0 | 0 | 0 | 0 | 0 | 0 | 0 | 0 | 0 | 0 | 0 | 0 | 0 | 0 | 0 | 0 | 0 | 0 | 0 | 0 | 0 | 0 | 0 | 0 | 0 | 0 | 0 | 0 | 0 | 0 | 0 | 0 | 0 | 0 | 0 | 0 | 0 | 0 | #REF! | #REF! | #REF!
30 | 32 |  | 32 |  |  | Factory & Construction Supervision | 0 | 0 | 0 | 0 | 0 | 0 | 0 | 0 | 0 | 0 | 0 | 0 | 0 | 0 | 0 | 0 | 0 | 0 | 0 | 0 | 0 | 0 | 0 | 0 | 0 | 0 | 0 | 0 | 0 | 0 | 0 | 0 | 0 | 0 | 0 | 0 | 0 | 0 | 0 | 0 | 0 | 0 | 0 | 0 | 0 | 0 | 0 | 0 | 0 | 0 | 0 | 0 | 0 | 0 | 0 | 0 | 0 | 0 | 0 | 912.2649 | 0 | 0 | 0 | 194.1145 | 0 | 0 | 0 | 171.5898 | 0 | 0 | 0 | 137.1683 | 0 | 0 | 0 | 309.3753 | 0 | 0 | 0 | 141.368 | 0 | 0 | 0 | 75.8606 | 0 | 0 | 0 | 141.5951 | 0 | 0 | 0 | 0 | 0 | 0 | 0 | 0 | #DIV/0! | #DIV/0! | #DIV/0! | #N/A | 0 | 0 | 0 | 0 | 0 | 0 | 0 | 0 | 0 | 0 | 0 | 0 | 0 | 0 | 0 | 0 | 0 | 0 | 0 | 0 | 0 | 0 | 0 | 0 | #DIV/0! | #DIV/0! | #DIV/0! | #VALUE! | 0 | 0 | 0 | 419.0783 | 0 | 0 | 0 | 0 | 0 | 0 | 0 | 167.3413 | 0 | 0 | 0 | 167.3413 | 0 | 0 | 0 | 0 | 0 | 0 | 0 | 0 | 0 | 0 | 0 | 0 | 0 | 0 | 0 | 0 | 0 | 0 | 0 | 0 | 0 | 0 | 0 | 0 | 0 | 0 | 0 | 0 | 0 | 0 | 0 | 0 | 0 | 0 | 0 | 0 | 0 | 0 | 0 | 0 | 0 | 0 | 0 | 0 | 0 | 0 | 0 | 0 | 0 | 0 | 0 | 0 | #REF! | #REF! | #REF!
30 | 33 |  | 33 |  |  | Startup Costs | 0 | 0 | 0 | 0 | 0 | 0 | 0 | 0 | 0 | 0 | 0 | 0 | 0 | 0 | 0 | 0 | 0 | 0 | 0 | 0 | 0 | 0 | 0 | 0 | 0 | 0 | 0 | 0 | 0 | 0 | 0 | 0 | 0 | 0 | 0 | 0 | 0 | 0 | 0 | 0 | 0 | 0 | 0 | 0 | 0 | 0 | 0 | 0 | 0 | 0 | 0 | 0 | 0 | 0 | 0 | 0 | 0 | 0 | 0 | 43.1103 | 0 | 0 | 0 | 27.4405 | 0 | 0 | 0 | 23.4333 | 0 | 0 | 0 | 18.7872 | 0 | 0 | 0 | 17.4053 | 0 | 0 | 0 | 0 | 0 | 0 | 0 | 0 | 0 | 0 | 0 | 0 | 0 | 0 | 0 | 0 | 0 | 0 | 0 | 0 | #DIV/0! | #DIV/0! | #DIV/0! | #N/A | 0 | 0 | 0 | 81.4936 | 0 | 0 | 0 | 59.3667 | 0 | 0 | 0 | 41.9786 | 0 | 0 | 0 | 29.6834 | 0 | 0 | 0 | 20.9893 | 0 | 0 | 0 | 18.7734 | #DIV/0! | #DIV/0! | #DIV/0! | #VALUE! | 0 | 0 | 0 | 0 | 0 | 0 | 0 | 0 | 0 | 0 | 0 | 23.6557 | 0 | 0 | 0 | 23.6557 | 0 | 0 | 0 | 5.0719 | 0 | 0 | 0 | 4.8397 | 0 | 0 | 0 | 4.6604 | 0 | 0 | 0 | 9.4188 | 0 | 0 | 0 | 38.3001 | 0 | 0 | 0 | 33.3385 | 0 | 0 | 0 | 32.2477 | 0 | 0 | 0 | 35.3017 | 0 | 0 | 0 | 30.9161 | 0 | 0 | 0 | 29.9986 | 0 | 0 | 0 | 36.775 | 0 | 0 | 0 | 32.6727 | 0 | 0 | 0 | 31.7298 | #REF! | #REF! | #REF!
30 | 331 |  |  | 331 |  | Commissioning and Trial Test Runs | 0 | 0 | 0 | 0 | 0 | 0 | 0 | 0 | 0 | 0 | 0 | 0 | 0 | 0 | 0 | 0 | 0 | 0 | 0 | 0 | 0 | 0 | 0 | 0 | 0 | 0 | 0 | 0 | 0 | 0 | 0 | 0 | 0 | 0 | 0 | 0 | 0 | 0 | 0 | 0 | 0 | 0 | 0 | 0 | 0 | 0 | 0 | 0 | 0 | 0 | 0 | 0 | 0 | 0 | 0 | 0 | 0 | 0 | 0 | 0 | 0 | 0 | 0 | 0 | 0 | 0 | 0 | 0 | 0 | 0 | 0 | 0 | 0 | 0 | 0 | 0 | 0 | 0 | 0 | 0 | 0 | 0 | 0 | 0 | 0 | 0 | 0 | 0 | 0 | 0 | 0 | 0 | 0 | 0 | 0 | 0 | #DIV/0! | #DIV/0! | #DIV/0! | #N/A | 0 | 0 | 0 | 0 | 0 | 0 | 0 | 0 | 0 | 0 | 0 | 0 | 0 | 0 | 0 | 0 | 0 | 0 | 0 | 0 | 0 | 0 | 0 | 0 | #DIV/0! | #DIV/0! | #DIV/0! | #VALUE! | 0 | 0 | 0 | 0 | 0 | 0 | 0 | 0 | 0 | 0 | 0 | 0 | 0 | 0 | 0 | 0 | 0 | 0 | 0 | 0 | 0 | 0 | 0 | 0 | 0 | 0 | 0 | 0 | 0 | 0 | 0 | 0 | 0 | 0 | 0 | 0 | 0 | 0 | 0 | 0 | 0 | 0 | 0 | 0 | 0 | 0 | 0 | 0 | 0 | 0 | 0 | 0 | 0 | 0 | 0 | 0 | 0 | 0 | 0 | 0 | 0 | 0 | 0 | 0 | 0 | 0 | 0 | 0 | #REF! | #REF! | #REF!
30 | 332 |  |  | 332 |  | Demonstration Test Run | 0 | 0 | 0 | 0 | 0 | 0 | 0 | 0 | 0 | 0 | 0 | 0 | 0 | 0 | 0 | 0 | 0 | 0 | 0 | 0 | 0 | 0 | 0 | 0 | 0 | 0 | 0 | 0 | 0 | 0 | 0 | 0 | 0 | 0 | 0 | 0 | 0 | 0 | 0 | 0 | 0 | 0 | 0 | 0 | 0 | 0 | 0 | 0 | 0 | 0 | 0 | 0 | 0 | 0 | 0 | 0 | 0 | 0 | 0 | 0 | 0 | 0 | 0 | 0 | 0 | 0 | 0 | 0 | 0 | 0 | 0 | 0 | 0 | 0 | 0 | 0 | 0 | 0 | 0 | 0 | 0 | 0 | 0 | 0 | 0 | 0 | 0 | 0 | 0 | 0 | 0 | 0 | 0 | 0 | 0 | 0 | #DIV/0! | #DIV/0! | #DIV/0! | #N/A | 0 | 0 | 0 | 0 | 0 | 0 | 0 | 0 | 0 | 0 | 0 | 0 | 0 | 0 | 0 | 0 | 0 | 0 | 0 | 0 | 0 | 0 | 0 | 0 | #DIV/0! | #DIV/0! | #DIV/0! | #VALUE! | 0 | 0 | 0 | 0 | 0 | 0 | 0 | 0 | 0 | 0 | 0 | 0 | 0 | 0 | 0 | 0 | 0 | 0 | 0 | 0 | 0 | 0 | 0 | 0 | 0 | 0 | 0 | 0 | 0 | 0 | 0 | 0 | 0 | 0 | 0 | 0 | 0 | 0 | 0 | 0 | 0 | 0 | 0 | 0 | 0 | 0 | 0 | 0 | 0 | 0 | 0 | 0 | 0 | 0 | 0 | 0 | 0 | 0 | 0 | 0 | 0 | 0 | 0 | 0 | 0 | 0 | 0 | 0 | #REF! | #REF! | #REF!
30 | 34 |  | 34 |  |  | Shipping and Transportation Costs | 0 | 0 | 0 | 0 | 0 | 0 | 0 | 0 | 0 | 0 | 0 | 0 | 0 | 0 | 0 | 0 | 0 | 0 | 0 | 0 | 0 | 0 | 0 | 0 | 0 | 0 | 0 | 0 | 0 | 0 | 0 | 0 | 0 | 0 | 0 | 0 | 0 | 0 | 0 | 0 | 0 | 0 | 0 | 0 | 0 | 0 | 0 | 0 | 0 | 0 | 0 | 0 | 0 | 0 | 0 | 0 | 0 | 0 | 0 | 0 | 0 | 0 | 0 | 0 | 0 | 0 | 0 | 0 | 0 | 0 | 0 | 0 | 0 | 0 | 0 | 0 | 0 | 0 | 0 | 0 | 0 | 0 | 0 | 0 | 0 | 0 | 0 | 0 | 0 | 0 | 0 | 0 | 0 | 0 | 0 | 0 | #DIV/0! | #DIV/0! | #DIV/0! | #N/A | 0 | 0 | 0 | 9.4219 | 0 | 0 | 0 | 4.9987 | 0 | 0 | 0 | 13.8884 | 0 | 0 | 0 | 27.7768 | 0 | 0 | 0 | 55.5536 | 0 | 0 | 0 | 69.442 | #DIV/0! | #DIV/0! | #DIV/0! | #VALUE! | 0 | 0 | 0 | 0 | 0 | 0 | 0 | 0 | 0 | 0 | 0 | 0 | 0 | 0 | 0 | 0 | 0 | 0 | 0 | 0 | 0 | 0 | 0 | 0 | 0 | 0 | 0 | 0 | 0 | 0 | 0 | 0 | 0 | 0 | 0 | 0 | 0 | 0 | 0 | 0 | 0 | 0 | 0 | 0 | 0 | 0 | 0 | 0 | 0 | 0 | 0 | 0 | 0 | 0 | 0 | 0 | 0 | 0 | 0 | 0 | 0 | 0 | 0 | 0 | 0 | 0 | 0 | 0 | #REF! | #REF! | #REF!
30 | 341 |  |  | 341 |  | Fuel Shipping and Transportation | 0 | 0 | 0 | 0 | 0 | 0 | 0 | 0 | 0 | 0 | 0 | 0 | 0 | 0 | 0 | 0 | 0 | 0 | 0 | 0 | 0 | 0 | 0 | 0 | 0 | 0 | 0 | 0 | 0 | 0 | 0 | 0 | 0 | 0 | 0 | 0 | 0 | 0 | 0 | 0 | 0 | 0 | 0 | 0 | 0 | 0 | 0 | 0 | 0 | 0 | 0 | 0 | 0 | 0 | 0 | 0 | 0 | 0 | 0 | 0 | 0 | 0 | 0 | 0 | 0 | 0 | 0 | 0 | 0 | 0 | 0 | 0 | 0 | 0 | 0 | 0 | 0 | 0 | 0 | 0 | 0 | 0 | 0 | 0 | 0 | 0 | 0 | 0 | 0 | 0 | 0 | 0 | 0 | 0 | 0 | 0 | #DIV/0! | #DIV/0! | #DIV/0! | #N/A | 0 | 0 | 0 | 0 | 0 | 0 | 0 | 0 | 0 | 0 | 0 | 0 | 0 | 0 | 0 | 0 | 0 | 0 | 0 | 0 | 0 | 0 | 0 | 0 | #DIV/0! | #DIV/0! | #DIV/0! | #VALUE! | 0 | 0 | 0 | 0 | 0 | 0 | 0 | 0 | 0 | 0 | 0 | 0 | 0 | 0 | 0 | 0 | 0 | 0 | 0 | 0 | 0 | 0 | 0 | 0 | 0 | 0 | 0 | 0 | 0 | 0 | 0 | 0 | 0 | 0 | 0 | 0 | 0 | 0 | 0 | 0 | 0 | 0 | 0 | 0 | 0 | 0 | 0 | 0 | 0 | 0 | 0 | 0 | 0 | 0 | 0 | 0 | 0 | 0 | 0 | 0 | 0 | 0 | 0 | 0 | 0 | 0 | 0 | 0 | #REF! | #REF! | #REF!
30 | 342 |  |  | 342 |  | Reactor System Modules Shipping and Transportation | 0 | 0 | 0 | 0 | 0 | 0 | 0 | 0 | 0 | 0 | 0 | 0 | 0 | 0 | 0 | 0 | 0 | 0 | 0 | 0 | 0 | 0 | 0 | 0 | 0 | 0 | 0 | 0 | 0 | 0 | 0 | 0 | 0 | 0 | 0 | 0 | 0 | 0 | 0 | 0 | 0 | 0 | 0 | 0 | 0 | 0 | 0 | 0 | 0 | 0 | 0 | 0 | 0 | 0 | 0 | 0 | 0 | 0 | 0 | 0 | 0 | 0 | 0 | 0 | 0 | 0 | 0 | 0 | 0 | 0 | 0 | 0 | 0 | 0 | 0 | 0 | 0 | 0 | 0 | 0 | 0 | 0 | 0 | 0 | 0 | 0 | 0 | 0 | 0 | 0 | 0 | 0 | 0 | 0 | 0 | 0 | #DIV/0! | #DIV/0! | #DIV/0! | #N/A | 0 | 0 | 0 | 0 | 0 | 0 | 0 | 0 | 0 | 0 | 0 | 0 | 0 | 0 | 0 | 0 | 0 | 0 | 0 | 0 | 0 | 0 | 0 | 0 | #DIV/0! | #DIV/0! | #DIV/0! | #VALUE! | 0 | 0 | 0 | 0 | 0 | 0 | 0 | 0 | 0 | 0 | 0 | 0 | 0 | 0 | 0 | 0 | 0 | 0 | 0 | 0 | 0 | 0 | 0 | 0 | 0 | 0 | 0 | 0 | 0 | 0 | 0 | 0 | 0 | 0 | 0 | 0 | 0 | 0 | 0 | 0 | 0 | 0 | 0 | 0 | 0 | 0 | 0 | 0 | 0 | 0 | 0 | 0 | 0 | 0 | 0 | 0 | 0 | 0 | 0 | 0 | 0 | 0 | 0 | 0 | 0 | 0 | 0 | 0 | #REF! | #REF! | #REF!
30 | 343 |  |  | 343 |  | Energy Conversion System Module Shipping and Transportation | 0 | 0 | 0 | 0 | 0 | 0 | 0 | 0 | 0 | 0 | 0 | 0 | 0 | 0 | 0 | 0 | 0 | 0 | 0 | 0 | 0 | 0 | 0 | 0 | 0 | 0 | 0 | 0 | 0 | 0 | 0 | 0 | 0 | 0 | 0 | 0 | 0 | 0 | 0 | 0 | 0 | 0 | 0 | 0 | 0 | 0 | 0 | 0 | 0 | 0 | 0 | 0 | 0 | 0 | 0 | 0 | 0 | 0 | 0 | 0 | 0 | 0 | 0 | 0 | 0 | 0 | 0 | 0 | 0 | 0 | 0 | 0 | 0 | 0 | 0 | 0 | 0 | 0 | 0 | 0 | 0 | 0 | 0 | 0 | 0 | 0 | 0 | 0 | 0 | 0 | 0 | 0 | 0 | 0 | 0 | 0 | #DIV/0! | #DIV/0! | #DIV/0! | #N/A | 0 | 0 | 0 | 0 | 0 | 0 | 0 | 0 | 0 | 0 | 0 | 0 | 0 | 0 | 0 | 0 | 0 | 0 | 0 | 0 | 0 | 0 | 0 | 0 | #DIV/0! | #DIV/0! | #DIV/0! | #VALUE! | 0 | 0 | 0 | 0 | 0 | 0 | 0 | 0 | 0 | 0 | 0 | 0 | 0 | 0 | 0 | 0 | 0 | 0 | 0 | 0 | 0 | 0 | 0 | 0 | 0 | 0 | 0 | 0 | 0 | 0 | 0 | 0 | 0 | 0 | 0 | 0 | 0 | 0 | 0 | 0 | 0 | 0 | 0 | 0 | 0 | 0 | 0 | 0 | 0 | 0 | 0 | 0 | 0 | 0 | 0 | 0 | 0 | 0 | 0 | 0 | 0 | 0 | 0 | 0 | 0 | 0 | 0 | 0 | #REF! | #REF! | #REF!
30 | 344 |  |  | 344 |  | Construction Module Shipping and Transportation | 0 | 0 | 0 | 0 | 0 | 0 | 0 | 0 | 0 | 0 | 0 | 0 | 0 | 0 | 0 | 0 | 0 | 0 | 0 | 0 | 0 | 0 | 0 | 0 | 0 | 0 | 0 | 0 | 0 | 0 | 0 | 0 | 0 | 0 | 0 | 0 | 0 | 0 | 0 | 0 | 0 | 0 | 0 | 0 | 0 | 0 | 0 | 0 | 0 | 0 | 0 | 0 | 0 | 0 | 0 | 0 | 0 | 0 | 0 | 0 | 0 | 0 | 0 | 0 | 0 | 0 | 0 | 0 | 0 | 0 | 0 | 0 | 0 | 0 | 0 | 0 | 0 | 0 | 0 | 0 | 0 | 0 | 0 | 0 | 0 | 0 | 0 | 0 | 0 | 0 | 0 | 0 | 0 | 0 | 0 | 0 | #DIV/0! | #DIV/0! | #DIV/0! | #N/A | 0 | 0 | 0 | 0 | 0 | 0 | 0 | 0 | 0 | 0 | 0 | 0 | 0 | 0 | 0 | 0 | 0 | 0 | 0 | 0 | 0 | 0 | 0 | 0 | #DIV/0! | #DIV/0! | #DIV/0! | #VALUE! | 0 | 0 | 0 | 0 | 0 | 0 | 0 | 0 | 0 | 0 | 0 | 0 | 0 | 0 | 0 | 0 | 0 | 0 | 0 | 0 | 0 | 0 | 0 | 0 | 0 | 0 | 0 | 0 | 0 | 0 | 0 | 0 | 0 | 0 | 0 | 0 | 0 | 0 | 0 | 0 | 0 | 0 | 0 | 0 | 0 | 0 | 0 | 0 | 0 | 0 | 0 | 0 | 0 | 0 | 0 | 0 | 0 | 0 | 0 | 0 | 0 | 0 | 0 | 0 | 0 | 0 | 0 | 0 | #REF! | #REF! | #REF!
30 | 345 |  |  | 345 |  | Other Shipping and Transportation Costs | 0 | 0 | 0 | 0 | 0 | 0 | 0 | 0 | 0 | 0 | 0 | 0 | 0 | 0 | 0 | 0 | 0 | 0 | 0 | 0 | 0 | 0 | 0 | 0 | 0 | 0 | 0 | 0 | 0 | 0 | 0 | 0 | 0 | 0 | 0 | 0 | 0 | 0 | 0 | 0 | 0 | 0 | 0 | 0 | 0 | 0 | 0 | 0 | 0 | 0 | 0 | 0 | 0 | 0 | 0 | 0 | 0 | 0 | 0 | 0 | 0 | 0 | 0 | 0 | 0 | 0 | 0 | 0 | 0 | 0 | 0 | 0 | 0 | 0 | 0 | 0 | 0 | 0 | 0 | 0 | 0 | 0 | 0 | 0 | 0 | 0 | 0 | 0 | 0 | 0 | 0 | 0 | 0 | 0 | 0 | 0 | #DIV/0! | #DIV/0! | #DIV/0! | #N/A | 0 | 0 | 0 | 0 | 0 | 0 | 0 | 0 | 0 | 0 | 0 | 0 | 0 | 0 | 0 | 0 | 0 | 0 | 0 | 0 | 0 | 0 | 0 | 0 | #DIV/0! | #DIV/0! | #DIV/0! | #VALUE! | 0 | 0 | 0 | 0 | 0 | 0 | 0 | 0 | 0 | 0 | 0 | 0 | 0 | 0 | 0 | 0 | 0 | 0 | 0 | 0 | 0 | 0 | 0 | 0 | 0 | 0 | 0 | 0 | 0 | 0 | 0 | 0 | 0 | 0 | 0 | 0 | 0 | 0 | 0 | 0 | 0 | 0 | 0 | 0 | 0 | 0 | 0 | 0 | 0 | 0 | 0 | 0 | 0 | 0 | 0 | 0 | 0 | 0 | 0 | 0 | 0 | 0 | 0 | 0 | 0 | 0 | 0 | 0 | #REF! | #REF! | #REF!
30 | 35 |  | 35 |  |  | Engineering Services | 0 | 0 | 0 | 95.4108 | 0 | 0 | 0 | 23.8527 | 0 | 0 | 0 | 95.4108 | 0 | 0 | 0 | 23.8527 | 0 | 0 | 0 | 163.4782 | 0 | 0 | 0 | 40.8695 | 0 | 0 | 0 | 163.4782 | 0 | 0 | 0 | 40.8695 | 0 | 0 | 0 | 0 | 0 | 0 | 0 | 0 | 0 | 0 | 0 | 0 | 0 | 0 | 0 | 0 | 0 | 0 | 0 | 0 | 0 | 0 | 0 | 0 | 0 | 0 | 0 | 1170.0816 | 0 | 0 | 0 | 506.7805 | 0 | 0 | 0 | 282.6336 | 0 | 0 | 0 | 216.0971 | 0 | 0 | 0 | 254.6816 | 0 | 0 | 0 | 337.6939 | 0 | 0 | 0 | 1012.9625 | 0 | 0 | 0 | 1201.4126 | 0 | 0 | 0 | 0 | 0 | 0 | 0 | 0 | #DIV/0! | #DIV/0! | #DIV/0! | #N/A | 0 | 0 | 0 | 494.2055 | 0 | 0 | 0 | 381.256 | 0 | 0 | 0 | 315.7558 | 0 | 0 | 0 | 282.494 | 0 | 0 | 0 | 260.1735 | 0 | 0 | 0 | 254.513 | #DIV/0! | #DIV/0! | #DIV/0! | #VALUE! | 0 | 0 | 0 | 222.2905 | 0 | 0 | 0 | 0 | 0 | 0 | 0 | 421.7408 | 0 | 0 | 0 | 421.7408 | 0 | 0 | 0 | 128.8261 | 0 | 0 | 0 | 94.5018 | 0 | 0 | 0 | 76.5774 | 0 | 0 | 0 | 128.5887 | 0 | 0 | 0 | 677.9022 | 0 | 0 | 0 | 359.5171 | 0 | 0 | 0 | 312.7146 | 0 | 0 | 0 | 594.7852 | 0 | 0 | 0 | 318.5744 | 0 | 0 | 0 | 281.7889 | 0 | 0 | 0 | 530.7208 | 0 | 0 | 0 | 254.5214 | 0 | 0 | 0 | 219.9155 | #REF! | #REF! | #REF!
30 | 351 |  |  | 351 |  | Off-Site | 0 | 0 | 0 | 0 | 0 | 0 | 0 | 0 | 0 | 0 | 0 | 0 | 0 | 0 | 0 | 0 | 0 | 0 | 0 | 0 | 0 | 0 | 0 | 0 | 0 | 0 | 0 | 0 | 0 | 0 | 0 | 0 | 0 | 0 | 0 | 0 | 0 | 0 | 0 | 0 | 0 | 0 | 0 | 0 | 0 | 0 | 0 | 0 | 0 | 0 | 0 | 0 | 0 | 0 | 0 | 0 | 0 | 0 | 0 | 1131.9884 | 0 | 0 | 0 | 489.2159 | 0 | 0 | 0 | 272.8369 | 0 | 0 | 0 | 208.608 | 0 | 0 | 0 | 245.8532 | 0 | 0 | 0 | 0 | 0 | 0 | 0 | 526.562 | 0 | 0 | 0 | 652.1954 | 0 | 0 | 0 | 0 | 0 | 0 | 0 | 0 | #DIV/0! | #DIV/0! | #DIV/0! | #N/A | 0 | 0 | 0 | 0 | 0 | 0 | 0 | 0 | 0 | 0 | 0 | 0 | 0 | 0 | 0 | 0 | 0 | 0 | 0 | 0 | 0 | 0 | 0 | 0 | #DIV/0! | #DIV/0! | #DIV/0! | #VALUE! | 0 | 0 | 0 | 222.2905 | 0 | 0 | 0 | 0 | 0 | 0 | 0 | 421.7408 | 0 | 0 | 0 | 421.7408 | 0 | 0 | 0 | 97.8685 | 0 | 0 | 0 | 65.1683 | 0 | 0 | 0 | 48.5415 | 0 | 0 | 0 | 72.7503 | 0 | 0 | 0 | 511.0541 | 0 | 0 | 0 | 205.8364 | 0 | 0 | 0 | 161.9288 | 0 | 0 | 0 | 445.0361 | 0 | 0 | 0 | 180.4641 | 0 | 0 | 0 | 146.0375 | 0 | 0 | 0 | 433.1255 | 0 | 0 | 0 | 167.813 | 0 | 0 | 0 | 135.7798 | #REF! | #REF! | #REF!
30 | 352 |  |  | 352 |  | On-Site | 0 | 0 | 0 | 0 | 0 | 0 | 0 | 0 | 0 | 0 | 0 | 0 | 0 | 0 | 0 | 0 | 0 | 0 | 0 | 0 | 0 | 0 | 0 | 0 | 0 | 0 | 0 | 0 | 0 | 0 | 0 | 0 | 0 | 0 | 0 | 0 | 0 | 0 | 0 | 0 | 0 | 0 | 0 | 0 | 0 | 0 | 0 | 0 | 0 | 0 | 0 | 0 | 0 | 0 | 0 | 0 | 0 | 0 | 0 | 0 | 0 | 0 | 0 | 0 | 0 | 0 | 0 | 0 | 0 | 0 | 0 | 0 | 0 | 0 | 0 | 0 | 0 | 0 | 0 | 0 | 0 | 0 | 0 | 0 | 0 | 0 | 0 | 0 | 0 | 0 | 0 | 0 | 0 | 0 | 0 | 0 | #DIV/0! | #DIV/0! | #DIV/0! | #N/A | 0 | 0 | 0 | 0 | 0 | 0 | 0 | 0 | 0 | 0 | 0 | 0 | 0 | 0 | 0 | 0 | 0 | 0 | 0 | 0 | 0 | 0 | 0 | 0 | #DIV/0! | #DIV/0! | #DIV/0! | #VALUE! | 0 | 0 | 0 | 0 | 0 | 0 | 0 | 0 | 0 | 0 | 0 | 0 | 0 | 0 | 0 | 0 | 0 | 0 | 0 | 4.3547 | 0 | 0 | 0 | 4.1354 | 0 | 0 | 0 | 3.9639 | 0 | 0 | 0 | 7.9316 | 0 | 0 | 0 | 23.2138 | 0 | 0 | 0 | 20.5422 | 0 | 0 | 0 | 19.9548 | 0 | 0 | 0 | 21.2361 | 0 | 0 | 0 | 18.8746 | 0 | 0 | 0 | 18.396 | 0 | 0 | 0 | 19.8019 | 0 | 0 | 0 | 17.593 | 0 | 0 | 0 | 17.071 | #REF! | #REF! | #REF!
30 | 353 |  |  | 353 |  | Owner's Engineering Oversight | 0 | 0 | 0 | 95.4108 | 0 | 0 | 0 | 23.8527 | 0 | 0 | 0 | 95.4108 | 0 | 0 | 0 | 23.8527 | 0 | 0 | 0 | 163.4782 | 0 | 0 | 0 | 40.8695 | 0 | 0 | 0 | 163.4782 | 0 | 0 | 0 | 40.8695 | 0 | 0 | 0 | 0 | 0 | 0 | 0 | 0 | 0 | 0 | 0 | 0 | 0 | 0 | 0 | 0 | 0 | 0 | 0 | 0 | 0 | 0 | 0 | 0 | 0 | 0 | 0 | 38.0932 | 0 | 0 | 0 | 17.5646 | 0 | 0 | 0 | 9.7967 | 0 | 0 | 0 | 7.4891 | 0 | 0 | 0 | 8.8284 | 0 | 0 | 0 | 0 | 0 | 0 | 0 | 0 | 0 | 0 | 0 | 0 | 0 | 0 | 0 | 0 | 0 | 0 | 0 | 0 | #DIV/0! | #DIV/0! | #DIV/0! | #N/A | 0 | 0 | 0 | 0 | 0 | 0 | 0 | 0 | 0 | 0 | 0 | 0 | 0 | 0 | 0 | 0 | 0 | 0 | 0 | 0 | 0 | 0 | 0 | 0 | #DIV/0! | #DIV/0! | #DIV/0! | #VALUE! | 0 | 0 | 0 | 0 | 0 | 0 | 0 | 0 | 0 | 0 | 0 | 0 | 0 | 0 | 0 | 0 | 0 | 0 | 0 | 26.6029 | 0 | 0 | 0 | 25.1982 | 0 | 0 | 0 | 24.0721 | 0 | 0 | 0 | 47.9068 | 0 | 0 | 0 | 143.6342 | 0 | 0 | 0 | 133.1385 | 0 | 0 | 0 | 130.8311 | 0 | 0 | 0 | 128.513 | 0 | 0 | 0 | 119.2357 | 0 | 0 | 0 | 117.3554 | 0 | 0 | 0 | 77.7933 | 0 | 0 | 0 | 69.1154 | 0 | 0 | 0 | 67.0647 | #REF! | #REF! | #REF!
30 | 36 |  | 36 |  |  | PM/CM Services | 0 | 0 | 0 | 0 | 0 | 0 | 0 | 0 | 0 | 0 | 0 | 0 | 0 | 0 | 0 | 0 | 0 | 0 | 0 | 0 | 0 | 0 | 0 | 0 | 0 | 0 | 0 | 0 | 0 | 0 | 0 | 0 | 0 | 0 | 0 | 0 | 0 | 0 | 0 | 0 | 0 | 0 | 0 | 0 | 0 | 0 | 0 | 0 | 0 | 0 | 0 | 0 | 0 | 0 | 0 | 0 | 0 | 0 | 0 | 110.6849 | 0 | 0 | 0 | 42.935 | 0 | 0 | 0 | 30.7667 | 0 | 0 | 0 | 24.1307 | 0 | 0 | 0 | 23.4144 | 0 | 0 | 0 | 0 | 0 | 0 | 0 | 629.1969 | 0 | 0 | 0 | 707.9753 | 0 | 0 | 0 | 0 | 0 | 0 | 0 | 0 | #DIV/0! | #DIV/0! | #DIV/0! | #N/A | 0 | 0 | 0 | 204.8217 | 0 | 0 | 0 | 159.4581 | 0 | 0 | 0 | 127.2288 | 0 | 0 | 0 | 106.179 | 0 | 0 | 0 | 90.883 | 0 | 0 | 0 | 86.912 | #DIV/0! | #DIV/0! | #DIV/0! | #VALUE! | 0 | 0 | 0 | 103.3682 | 0 | 0 | 0 | 0 | 0 | 0 | 0 | 42.3733 | 0 | 0 | 0 | 42.3733 | 0 | 0 | 0 | 65.532 | 0 | 0 | 0 | 43.1123 | 0 | 0 | 0 | 42.2223 | 0 | 0 | 0 | 65.5952 | 0 | 0 | 0 | 156.7267 | 0 | 0 | 0 | 75.3558 | 0 | 0 | 0 | 69.0632 | 0 | 0 | 0 | 137.1212 | 0 | 0 | 0 | 66.3879 | 0 | 0 | 0 | 60.9984 | 0 | 0 | 0 | 134.3193 | 0 | 0 | 0 | 62.1881 | 0 | 0 | 0 | 57.0452 | #REF! | #REF! | #REF!
30 | 361 |  |  | 361 |  | Off-Site | 0 | 0 | 0 | 0 | 0 | 0 | 0 | 0 | 0 | 0 | 0 | 0 | 0 | 0 | 0 | 0 | 0 | 0 | 0 | 0 | 0 | 0 | 0 | 0 | 0 | 0 | 0 | 0 | 0 | 0 | 0 | 0 | 0 | 0 | 0 | 0 | 0 | 0 | 0 | 0 | 0 | 0 | 0 | 0 | 0 | 0 | 0 | 0 | 0 | 0 | 0 | 0 | 0 | 0 | 0 | 0 | 0 | 0 | 0 | 0 | 0 | 0 | 0 | 0 | 0 | 0 | 0 | 0 | 0 | 0 | 0 | 0 | 0 | 0 | 0 | 0 | 0 | 0 | 0 | 0 | 0 | 0 | 0 | 0 | 0 | 0 | 0 | 0 | 0 | 0 | 0 | 0 | 0 | 0 | 0 | 0 | #DIV/0! | #DIV/0! | #DIV/0! | #N/A | 0 | 0 | 0 | 85.8623 | 0 | 0 | 0 | 62.5492 | 0 | 0 | 0 | 44.229 | 0 | 0 | 0 | 31.2746 | 0 | 0 | 0 | 22.1145 | 0 | 0 | 0 | 19.7798 | #DIV/0! | #DIV/0! | #DIV/0! | #VALUE! | 0 | 0 | 0 | 0 | 0 | 0 | 0 | 0 | 0 | 0 | 0 | 24.9239 | 0 | 0 | 0 | 24.9239 | 0 | 0 | 0 | 18.2624 | 0 | 0 | 0 | 13.9051 | 0 | 0 | 0 | 13.046 | 0 | 0 | 0 | 23.0892 | 0 | 0 | 0 | 76.428 | 0 | 0 | 0 | 36.9142 | 0 | 0 | 0 | 36.6707 | 0 | 0 | 0 | 67.6243 | 0 | 0 | 0 | 32.9027 | 0 | 0 | 0 | 32.7048 | 0 | 0 | 0 | 68.1391 | 0 | 0 | 0 | 29.3244 | 0 | 0 | 0 | 29.108 | #REF! | #REF! | #REF!
30 | 362 |  |  | 362 |  | On-Site | 0 | 0 | 0 | 0 | 0 | 0 | 0 | 0 | 0 | 0 | 0 | 0 | 0 | 0 | 0 | 0 | 0 | 0 | 0 | 0 | 0 | 0 | 0 | 0 | 0 | 0 | 0 | 0 | 0 | 0 | 0 | 0 | 0 | 0 | 0 | 0 | 0 | 0 | 0 | 0 | 0 | 0 | 0 | 0 | 0 | 0 | 0 | 0 | 0 | 0 | 0 | 0 | 0 | 0 | 0 | 0 | 0 | 0 | 0 | 16.6124 | 0 | 0 | 0 | 11.3469 | 0 | 0 | 0 | 6.3271 | 0 | 0 | 0 | 4.8393 | 0 | 0 | 0 | 5.7005 | 0 | 0 | 0 | 0 | 0 | 0 | 0 | 629.1969 | 0 | 0 | 0 | 707.9753 | 0 | 0 | 0 | 0 | 0 | 0 | 0 | 0 | #DIV/0! | #DIV/0! | #DIV/0! | #N/A | 0 | 0 | 0 | 118.9594 | 0 | 0 | 0 | 96.9088 | 0 | 0 | 0 | 82.9998 | 0 | 0 | 0 | 74.9043 | 0 | 0 | 0 | 68.7685 | 0 | 0 | 0 | 67.1322 | #DIV/0! | #DIV/0! | #DIV/0! | #VALUE! | 0 | 0 | 0 | 103.3682 | 0 | 0 | 0 | 0 | 0 | 0 | 0 | 17.4494 | 0 | 0 | 0 | 17.4494 | 0 | 0 | 0 | 0 | 0 | 0 | 0 | 0 | 0 | 0 | 0 | 0 | 0 | 0 | 0 | 0 | 0 | 0 | 0 | 0 | 0 | 0 | 0 | 0 | 0 | 0 | 0 | 0 | 0 | 0 | 0 | 0 | 0 | 0 | 0 | 0 | 0 | 0 | 0 | 0 | 0 | 0 | 0 | 0 | 0 | 0 | 0 | 0 | 0 | 0 | 0 | 0 | #REF! | #REF! | #REF!
30 | 363 |  |  | 363 |  | Owner's Engineering Oversight | 0 | 0 | 0 | 0 | 0 | 0 | 0 | 0 | 0 | 0 | 0 | 0 | 0 | 0 | 0 | 0 | 0 | 0 | 0 | 0 | 0 | 0 | 0 | 0 | 0 | 0 | 0 | 0 | 0 | 0 | 0 | 0 | 0 | 0 | 0 | 0 | 0 | 0 | 0 | 0 | 0 | 0 | 0 | 0 | 0 | 0 | 0 | 0 | 0 | 0 | 0 | 0 | 0 | 0 | 0 | 0 | 0 | 0 | 0 | 0 | 0 | 0 | 0 | 0 | 0 | 0 | 0 | 0 | 0 | 0 | 0 | 0 | 0 | 0 | 0 | 0 | 0 | 0 | 0 | 0 | 0 | 0 | 0 | 0 | 0 | 0 | 0 | 0 | 0 | 0 | 0 | 0 | 0 | 0 | 0 | 0 | #DIV/0! | #DIV/0! | #DIV/0! | #N/A | 0 | 0 | 0 | 0 | 0 | 0 | 0 | 0 | 0 | 0 | 0 | 0 | 0 | 0 | 0 | 0 | 0 | 0 | 0 | 0 | 0 | 0 | 0 | 0 | #DIV/0! | #DIV/0! | #DIV/0! | #VALUE! | 0 | 0 | 0 | 0 | 0 | 0 | 0 | 0 | 0 | 0 | 0 | 0 | 0 | 0 | 0 | 0 | 0 | 0 | 0 | 46.359 | 0 | 0 | 0 | 28.3391 | 0 | 0 | 0 | 28.3391 | 0 | 0 | 0 | 40.8124 | 0 | 0 | 0 | 73.0772 | 0 | 0 | 0 | 32.1743 | 0 | 0 | 0 | 26.335 | 0 | 0 | 0 | 62.8319 | 0 | 0 | 0 | 27.6636 | 0 | 0 | 0 | 22.6429 | 0 | 0 | 0 | 59.1081 | 0 | 0 | 0 | 26.5804 | 0 | 0 | 0 | 21.8405 | #REF! | #REF! | #REF!
30 | 37 |  | 37 |  |  | Regulatory Inspection Support | 0 | 0 | 0 | 0 | 0 | 0 | 0 | 0 | 0 | 0 | 0 | 0 | 0 | 0 | 0 | 0 | 0 | 0 | 0 | 0 | 0 | 0 | 0 | 0 | 0 | 0 | 0 | 0 | 0 | 0 | 0 | 0 | 0 | 0 | 0 | 0 | 0 | 0 | 0 | 0 | 0 | 0 | 0 | 0 | 0 | 0 | 0 | 0 | 0 | 0 | 0 | 0 | 0 | 0 | 0 | 0 | 0 | 0 | 0 | 0 | 0 | 0 | 0 | 0 | 0 | 0 | 0 | 0 | 0 | 0 | 0 | 0 | 0 | 0 | 0 | 0 | 0 | 0 | 0 | 0 | 0 | 0 | 0 | 0 | 0 | 0 | 0 | 0 | 0 | 0 | 0 | 0 | 0 | 0 | 0 | 0 | #DIV/0! | #DIV/0! | #DIV/0! | #N/A | 0 | 0 | 0 | 0 | 0 | 0 | 0 | 0 | 0 | 0 | 0 | 0 | 0 | 0 | 0 | 0 | 0 | 0 | 0 | 0 | 0 | 0 | 0 | 0 | #DIV/0! | #DIV/0! | #DIV/0! | #VALUE! | 0 | 0 | 0 | 0 | 0 | 0 | 0 | 0 | 0 | 0 | 0 | 0 | 0 | 0 | 0 | 0 | 0 | 0 | 0 | 0 | 0 | 0 | 0 | 0 | 0 | 0 | 0 | 0 | 0 | 0 | 0 | 0 | 0 | 0 | 0 | 0 | 0 | 0 | 0 | 0 | 0 | 0 | 0 | 0 | 0 | 0 | 0 | 0 | 0 | 0 | 0 | 0 | 0 | 0 | 0 | 0 | 0 | 0 | 0 | 0 | 0 | 0 | 0 | 0 | 0 | 0 | 0 | 0 | #REF! | #REF! | #REF!
30 | 38 |  | 38 |  |  | Spare Parts | 0 | 0 | 0 | 0 | 0 | 0 | 0 | 0 | 0 | 0 | 0 | 0 | 0 | 0 | 0 | 0 | 0 | 0 | 0 | 0 | 0 | 0 | 0 | 0 | 0 | 0 | 0 | 0 | 0 | 0 | 0 | 0 | 0 | 0 | 0 | 0 | 0 | 0 | 0 | 0 | 0 | 0 | 0 | 0 | 0 | 0 | 0 | 0 | 0 | 0 | 0 | 0 | 0 | 0 | 0 | 0 | 0 | 0 | 0 | 0 | 0 | 0 | 0 | 0 | 0 | 0 | 0 | 0 | 0 | 0 | 0 | 0 | 0 | 0 | 0 | 0 | 0 | 0 | 0 | 0 | 0 | 0 | 0 | 0 | 0 | 0 | 0 | 0 | 0 | 0 | 0 | 0 | 0 | 0 | 0 | 0 | #DIV/0! | #DIV/0! | #DIV/0! | #N/A | 0 | 0 | 0 | 69.4133 | 0 | 0 | 0 | 59.5203 | 0 | 0 | 0 | 52.7811 | 0 | 0 | 0 | 48.529 | 0 | 0 | 0 | 44.9707 | 0 | 0 | 0 | 43.946 | #DIV/0! | #DIV/0! | #DIV/0! | #VALUE! | 0 | 0 | 0 | 0 | 0 | 0 | 0 | 0 | 0 | 0 | 0 | 0 | 0 | 0 | 0 | 0 | 0 | 0 | 0 | 18.8454 | 0 | 0 | 0 | 18.8454 | 0 | 0 | 0 | 18.7164 | 0 | 0 | 0 | 34.5048 | 0 | 0 | 0 | 105.4629 | 0 | 0 | 0 | 103.4884 | 0 | 0 | 0 | 100.8939 | 0 | 0 | 0 | 114.6201 | 0 | 0 | 0 | 110.3485 | 0 | 0 | 0 | 106.6877 | 0 | 0 | 0 | 187.3897 | 0 | 0 | 0 | 174.3991 | 0 | 0 | 0 | 158.2408 | #REF! | #REF! | #REF!
30 | 39 |  | 39 |  |  | Contingency on Indirect Services Cost | 0 | 0 | 0 | 0 | 0 | 0 | 0 | 0 | 0 | 0 | 0 | 0 | 0 | 0 | 0 | 0 | 0 | 0 | 0 | 0 | 0 | 0 | 0 | 0 | 0 | 0 | 0 | 0 | 0 | 0 | 0 | 0 | 0 | 0 | 0 | 0 | 0 | 0 | 0 | 0 | 0 | 0 | 0 | 0 | 0 | 0 | 0 | 0 | 0 | 0 | 0 | 0 | 0 | 0 | 0 | 0 | 0 | 0 | 0 | 0 | 0 | 0 | 0 | 0 | 0 | 0 | 0 | 0 | 0 | 0 | 0 | 0 | 0 | 0 | 0 | 0 | 0 | 0 | 0 | 0 | 0 | 0 | 0 | 0 | 0 | 0 | 0 | 0 | 0 | 0 | 0 | 0 | 0 | 0 | 0 | 0 | #DIV/0! | #DIV/0! | #DIV/0! | #N/A | 0 | 0 | 0 | 309.3483 | 0 | 0 | 0 | 244.8546 | 0 | 0 | 0 | 203.9134 | 0 | 0 | 0 | 180.1634 | 0 | 0 | 0 | 162.9971 | 0 | 0 | 0 | 158.5198 | #DIV/0! | #DIV/0! | #DIV/0! | #VALUE! | 0 | 0 | 0 | 0 | 0 | 0 | 0 | 1461.7692 | 0 | 0 | 0 | 0 | 0 | 0 | 0 | 0 | 0 | 0 | 0 | 0 | 0 | 0 | 0 | 0 | 0 | 0 | 0 | 0 | 0 | 0 | 0 | 0 | 0 | 0 | 0 | 0 | 0 | 0 | 0 | 0 | 0 | 0 | 0 | 0 | 0 | 0 | 0 | 0 | 0 | 0 | 0 | 0 | 0 | 0 | 0 | 0 | 0 | 0 | 0 | 0 | 0 | 0 | 0 | 0 | 0 | 0 | 0 | 0 | #REF! | #REF! | #REF!
40 | 40 | 40 |  |  |  | Capitalized Pre-COD Personnel Costs | 0 | 0 | 0 | 383.1219 | 0 | 0 | 0 | 306.0419 | 0 | 0 | 0 | 619.4543 | 0 | 0 | 0 | 511.8906 | 0 | 0 | 0 | 465.9946 | 0 | 0 | 0 | 369.992 | 0 | 0 | 0 | 784.2866 | 0 | 0 | 0 | 649.0493 | 0 | 0 | 0 | 0 | 0 | 0 | 0 | 0 | 0 | 0 | 0 | 0 | 0 | 0 | 0 | 0 | 0 | 0 | 0 | 0 | 0 | 0 | 0 | 0 | 0 | 0 | 0 | 0 | 0 | 0 | 0 | 0 | 0 | 0 | 0 | 0 | 0 | 0 | 0 | 0 | 0 | 0 | 0 | 0 | 0 | 0 | 0 | 0 | 0 | 0 | 0 | 0 | 0 | 0 | 0 | 0 | 0 | 0 | 0 | 0 | 0 | 0 | 0 | 0 | #DIV/0! | #DIV/0! | #DIV/0! | #N/A | 0 | 0 | 0 | 662.451 | 0 | 0 | 0 | 351.4611 | 0 | 0 | 0 | 232.7741 | 0 | 0 | 0 | 182.6268 | 0 | 0 | 0 | 158.8845 | 0 | 0 | 0 | 154.0328 | #DIV/0! | #DIV/0! | #DIV/0! | #VALUE! | 0 | 0 | 0 | 0 | 0 | 0 | 0 | 0 | 0 | 0 | 0 | 262.445 | 0 | 0 | 0 | 262.445 | 0 | 0 | 0 | 28.3778 | 0 | 0 | 0 | 25.798 | 0 | 0 | 0 | 23.2182 | 0 | 0 | 0 | 44.1145 | 0 | 0 | 0 | 190.094 | 0 | 0 | 0 | 173.1006 | 0 | 0 | 0 | 107.6909 | 0 | 0 | 0 | 163.8288 | 0 | 0 | 0 | 136.5638 | 0 | 0 | 0 | 87.9865 | 0 | 0 | 0 | 136.5547 | 0 | 0 | 0 | 114.2805 | 0 | 0 | 0 | 74.9438 | #REF! | #REF! | #REF!
40 | 41 |  | 41 |  |  | Staff Recruitment and Training | 0 | 0 | 0 | 0 | 0 | 0 | 0 | 0 | 0 | 0 | 0 | 0 | 0 | 0 | 0 | 0 | 0 | 0 | 0 | 0 | 0 | 0 | 0 | 0 | 0 | 0 | 0 | 0 | 0 | 0 | 0 | 0 | 0 | 0 | 0 | 0 | 0 | 0 | 0 | 0 | 0 | 0 | 0 | 0 | 0 | 0 | 0 | 0 | 0 | 0 | 0 | 0 | 0 | 0 | 0 | 0 | 0 | 0 | 0 | 0 | 0 | 0 | 0 | 0 | 0 | 0 | 0 | 0 | 0 | 0 | 0 | 0 | 0 | 0 | 0 | 0 | 0 | 0 | 0 | 0 | 0 | 0 | 0 | 0 | 0 | 0 | 0 | 0 | 0 | 0 | 0 | 0 | 0 | 0 | 0 | 0 | #DIV/0! | #DIV/0! | #DIV/0! | #N/A | 0 | 0 | 0 | 476.136 | 0 | 0 | 0 | 252.6123 | 0 | 0 | 0 | 167.1441 | 0 | 0 | 0 | 131.1186 | 0 | 0 | 0 | 114.0673 | 0 | 0 | 0 | 110.5783 | #DIV/0! | #DIV/0! | #DIV/0! | #VALUE! | 0 | 0 | 0 | 0 | 0 | 0 | 0 | 0 | 0 | 0 | 0 | 0 | 0 | 0 | 0 | 0 | 0 | 0 | 0 | 28.3778 | 0 | 0 | 0 | 25.798 | 0 | 0 | 0 | 23.2182 | 0 | 0 | 0 | 44.1145 | 0 | 0 | 0 | 190.094 | 0 | 0 | 0 | 173.1006 | 0 | 0 | 0 | 107.6909 | 0 | 0 | 0 | 163.8288 | 0 | 0 | 0 | 136.5638 | 0 | 0 | 0 | 87.9865 | 0 | 0 | 0 | 136.5547 | 0 | 0 | 0 | 114.2805 | 0 | 0 | 0 | 74.9438 | #REF! | #REF! | #REF!
40 | 42 |  | 42 |  |  | Staff Housing | 0 | 0 | 0 | 0 | 0 | 0 | 0 | 0 | 0 | 0 | 0 | 0 | 0 | 0 | 0 | 0 | 0 | 0 | 0 | 0 | 0 | 0 | 0 | 0 | 0 | 0 | 0 | 0 | 0 | 0 | 0 | 0 | 0 | 0 | 0 | 0 | 0 | 0 | 0 | 0 | 0 | 0 | 0 | 0 | 0 | 0 | 0 | 0 | 0 | 0 | 0 | 0 | 0 | 0 | 0 | 0 | 0 | 0 | 0 | 0 | 0 | 0 | 0 | 0 | 0 | 0 | 0 | 0 | 0 | 0 | 0 | 0 | 0 | 0 | 0 | 0 | 0 | 0 | 0 | 0 | 0 | 0 | 0 | 0 | 0 | 0 | 0 | 0 | 0 | 0 | 0 | 0 | 0 | 0 | 0 | 0 | #DIV/0! | #DIV/0! | #DIV/0! | #N/A | 0 | 0 | 0 | 34.4418 | 0 | 0 | 0 | 18.273 | 0 | 0 | 0 | 12.1562 | 0 | 0 | 0 | 9.543 | 0 | 0 | 0 | 8.3041 | 0 | 0 | 0 | 8.0525 | #DIV/0! | #DIV/0! | #DIV/0! | #VALUE! | 0 | 0 | 0 | 0 | 0 | 0 | 0 | 0 | 0 | 0 | 0 | 0 | 0 | 0 | 0 | 0 | 0 | 0 | 0 | 0 | 0 | 0 | 0 | 0 | 0 | 0 | 0 | 0 | 0 | 0 | 0 | 0 | 0 | 0 | 0 | 0 | 0 | 0 | 0 | 0 | 0 | 0 | 0 | 0 | 0 | 0 | 0 | 0 | 0 | 0 | 0 | 0 | 0 | 0 | 0 | 0 | 0 | 0 | 0 | 0 | 0 | 0 | 0 | 0 | 0 | 0 | 0 | 0 | #REF! | #REF! | #REF!
40 | 49 |  | 49 |  |  | Contingency on Training Costs | 0 | 0 | 0 | 0 | 0 | 0 | 0 | 0 | 0 | 0 | 0 | 0 | 0 | 0 | 0 | 0 | 0 | 0 | 0 | 0 | 0 | 0 | 0 | 0 | 0 | 0 | 0 | 0 | 0 | 0 | 0 | 0 | 0 | 0 | 0 | 0 | 0 | 0 | 0 | 0 | 0 | 0 | 0 | 0 | 0 | 0 | 0 | 0 | 0 | 0 | 0 | 0 | 0 | 0 | 0 | 0 | 0 | 0 | 0 | 0 | 0 | 0 | 0 | 0 | 0 | 0 | 0 | 0 | 0 | 0 | 0 | 0 | 0 | 0 | 0 | 0 | 0 | 0 | 0 | 0 | 0 | 0 | 0 | 0 | 0 | 0 | 0 | 0 | 0 | 0 | 0 | 0 | 0 | 0 | 0 | 0 | #DIV/0! | #DIV/0! | #DIV/0! | #N/A | 0 | 0 | 0 | 151.8732 | 0 | 0 | 0 | 80.5758 | 0 | 0 | 0 | 53.4738 | 0 | 0 | 0 | 41.9652 | 0 | 0 | 0 | 36.5131 | 0 | 0 | 0 | 35.402 | #DIV/0! | #DIV/0! | #DIV/0! | #VALUE! | 0 | 0 | 0 | 0 | 0 | 0 | 0 | 0 | 0 | 0 | 0 | 0 | 0 | 0 | 0 | 0 | 0 | 0 | 0 | 0 | 0 | 0 | 0 | 0 | 0 | 0 | 0 | 0 | 0 | 0 | 0 | 0 | 0 | 0 | 0 | 0 | 0 | 0 | 0 | 0 | 0 | 0 | 0 | 0 | 0 | 0 | 0 | 0 | 0 | 0 | 0 | 0 | 0 | 0 | 0 | 0 | 0 | 0 | 0 | 0 | 0 | 0 | 0 | 0 | 0 | 0 | 0 | 0 | #REF! | #REF! | #REF!
50 | 50 | 50 |  |  |  | Capitalized Supplementary Costs | 0 | 0 | 0 | 584.0421 | 0 | 0 | 0 | 582.8688 | 0 | 0 | 0 | 584.0895 | 0 | 0 | 0 | 582.8688 | 0 | 0 | 0 | 584.9096 | 0 | 0 | 0 | 582.8586 | 0 | 0 | 0 | 584.9096 | 0 | 0 | 0 | 582.8586 | 0 | 0 | 0 | 0 | 0 | 0 | 0 | 0 | 0 | 0 | 0 | 0 | 0 | 0 | 0 | 0 | 0 | 0 | 0 | 0 | 0 | 0 | 0 | 0 | 0 | 0 | 0 | 223.3547 | 0 | 0 | 0 | 120.7094 | 0 | 0 | 0 | 119.7961 | 0 | 0 | 0 | 96.2481 | 0 | 0 | 0 | 109.5338 | 0 | 0 | 0 | 0 | 0 | 0 | 0 | 0 | 0 | 0 | 0 | 0 | 0 | 0 | 0 | 0 | 0 | 0 | 0 | 0 | #DIV/0! | #DIV/0! | #DIV/0! | #N/A | 0 | 0 | 0 | 357.486 | 0 | 0 | 0 | 298.9102 | 0 | 0 | 0 | 266.0696 | 0 | 0 | 0 | 252.0921 | 0 | 0 | 0 | 245.3895 | 0 | 0 | 0 | 245.4831 | #DIV/0! | #DIV/0! | #DIV/0! | #VALUE! | 0 | 0 | 0 | 0 | 0 | 0 | 0 | 0 | 0 | 0 | 0 | 0 | 0 | 0 | 0 | 0 | 0 | 0 | 0 | 18.6589 | 0 | 0 | 0 | 17.34 | 0 | 0 | 0 | 16.7181 | 0 | 0 | 0 | 30.3384 | 0 | 0 | 0 | 133.1696 | 0 | 0 | 0 | 115.8518 | 0 | 0 | 0 | 114.0505 | 0 | 0 | 0 | 118.8693 | 0 | 0 | 0 | 103.9288 | 0 | 0 | 0 | 102.461 | 0 | 0 | 0 | 74.604 | 0 | 0 | 0 | 60.6895 | 0 | 0 | 0 | 59.0886 | #REF! | #REF! | #REF!
50 | 51 |  | 51 |  |  | Taxes | 0 | 0 | 0 | 0 | 0 | 0 | 0 | 0 | 0 | 0 | 0 | 0 | 0 | 0 | 0 | 0 | 0 | 0 | 0 | 0 | 0 | 0 | 0 | 0 | 0 | 0 | 0 | 0 | 0 | 0 | 0 | 0 | 0 | 0 | 0 | 0 | 0 | 0 | 0 | 0 | 0 | 0 | 0 | 0 | 0 | 0 | 0 | 0 | 0 | 0 | 0 | 0 | 0 | 0 | 0 | 0 | 0 | 0 | 0 | 0 | 0 | 0 | 0 | 0 | 0 | 0 | 0 | 0 | 0 | 0 | 0 | 0 | 0 | 0 | 0 | 0 | 0 | 0 | 0 | 0 | 0 | 0 | 0 | 0 | 0 | 0 | 0 | 0 | 0 | 0 | 0 | 0 | 0 | 0 | 0 | 0 | #DIV/0! | #DIV/0! | #DIV/0! | #N/A | 0 | 0 | 0 | 10.9162 | 0 | 0 | 0 | 10.9191 | 0 | 0 | 0 | 10.9191 | 0 | 0 | 0 | 10.9191 | 0 | 0 | 0 | 10.9191 | 0 | 0 | 0 | 10.9191 | #DIV/0! | #DIV/0! | #DIV/0! | #VALUE! | 0 | 0 | 0 | 0 | 0 | 0 | 0 | 0 | 0 | 0 | 0 | 0 | 0 | 0 | 0 | 0 | 0 | 0 | 0 | 0 | 0 | 0 | 0 | 0 | 0 | 0 | 0 | 0 | 0 | 0 | 0 | 0 | 0 | 0 | 0 | 0 | 0 | 0 | 0 | 0 | 0 | 0 | 0 | 0 | 0 | 0 | 0 | 0 | 0 | 0 | 0 | 0 | 0 | 0 | 0 | 0 | 0 | 0 | 0 | 0 | 0 | 0 | 0 | 0 | 0 | 0 | 0 | 0 | #REF! | #REF! | #REF!
50 | 52 |  | 52 |  |  | Insurance | 0 | 0 | 0 | 0 | 0 | 0 | 0 | 0 | 0 | 0 | 0 | 0 | 0 | 0 | 0 | 0 | 0 | 0 | 0 | 0 | 0 | 0 | 0 | 0 | 0 | 0 | 0 | 0 | 0 | 0 | 0 | 0 | 0 | 0 | 0 | 0 | 0 | 0 | 0 | 0 | 0 | 0 | 0 | 0 | 0 | 0 | 0 | 0 | 0 | 0 | 0 | 0 | 0 | 0 | 0 | 0 | 0 | 0 | 0 | 223.3547 | 0 | 0 | 0 | 120.7094 | 0 | 0 | 0 | 119.7961 | 0 | 0 | 0 | 96.2481 | 0 | 0 | 0 | 109.5338 | 0 | 0 | 0 | 0 | 0 | 0 | 0 | 0 | 0 | 0 | 0 | 0 | 0 | 0 | 0 | 0 | 0 | 0 | 0 | 0 | #DIV/0! | #DIV/0! | #DIV/0! | #N/A | 0 | 0 | 0 | 53.8739 | 0 | 0 | 0 | 42.6564 | 0 | 0 | 0 | 35.6743 | 0 | 0 | 0 | 31.6926 | 0 | 0 | 0 | 28.845 | 0 | 0 | 0 | 28.1073 | #DIV/0! | #DIV/0! | #DIV/0! | #VALUE! | 0 | 0 | 0 | 0 | 0 | 0 | 0 | 0 | 0 | 0 | 0 | 0 | 0 | 0 | 0 | 0 | 0 | 0 | 0 | 17.3387 | 0 | 0 | 0 | 16.0198 | 0 | 0 | 0 | 15.3979 | 0 | 0 | 0 | 30.3384 | 0 | 0 | 0 | 133.1696 | 0 | 0 | 0 | 115.8518 | 0 | 0 | 0 | 114.0505 | 0 | 0 | 0 | 118.8693 | 0 | 0 | 0 | 103.9288 | 0 | 0 | 0 | 102.461 | 0 | 0 | 0 | 74.604 | 0 | 0 | 0 | 60.6895 | 0 | 0 | 0 | 59.0886 | #REF! | #REF! | #REF!
50 | 53 |  | 53 |  |  | Spent Fuel Storage | 0 | 0 | 0 | 0 | 0 | 0 | 0 | 0 | 0 | 0 | 0 | 0 | 0 | 0 | 0 | 0 | 0 | 0 | 0 | 0 | 0 | 0 | 0 | 0 | 0 | 0 | 0 | 0 | 0 | 0 | 0 | 0 | 0 | 0 | 0 | 0 | 0 | 0 | 0 | 0 | 0 | 0 | 0 | 0 | 0 | 0 | 0 | 0 | 0 | 0 | 0 | 0 | 0 | 0 | 0 | 0 | 0 | 0 | 0 | 0 | 0 | 0 | 0 | 0 | 0 | 0 | 0 | 0 | 0 | 0 | 0 | 0 | 0 | 0 | 0 | 0 | 0 | 0 | 0 | 0 | 0 | 0 | 0 | 0 | 0 | 0 | 0 | 0 | 0 | 0 | 0 | 0 | 0 | 0 | 0 | 0 | #DIV/0! | #DIV/0! | #DIV/0! | #N/A | 0 | 0 | 0 | 0 | 0 | 0 | 0 | 0 | 0 | 0 | 0 | 0 | 0 | 0 | 0 | 0 | 0 | 0 | 0 | 0 | 0 | 0 | 0 | 0 | #DIV/0! | #DIV/0! | #DIV/0! | #VALUE! | 0 | 0 | 0 | 0 | 0 | 0 | 0 | 0 | 0 | 0 | 0 | 0 | 0 | 0 | 0 | 0 | 0 | 0 | 0 | 0 | 0 | 0 | 0 | 0 | 0 | 0 | 0 | 0 | 0 | 0 | 0 | 0 | 0 | 0 | 0 | 0 | 0 | 0 | 0 | 0 | 0 | 0 | 0 | 0 | 0 | 0 | 0 | 0 | 0 | 0 | 0 | 0 | 0 | 0 | 0 | 0 | 0 | 0 | 0 | 0 | 0 | 0 | 0 | 0 | 0 | 0 | 0 | 0 | #REF! | #REF! | #REF!
50 | 54 |  | 54 |  |  | Decommissioning | 0 | 0 | 0 | 584.0421 | 0 | 0 | 0 | 582.8688 | 0 | 0 | 0 | 584.0895 | 0 | 0 | 0 | 582.8688 | 0 | 0 | 0 | 584.9096 | 0 | 0 | 0 | 582.8586 | 0 | 0 | 0 | 584.9096 | 0 | 0 | 0 | 582.8586 | 0 | 0 | 0 | 0 | 0 | 0 | 0 | 0 | 0 | 0 | 0 | 0 | 0 | 0 | 0 | 0 | 0 | 0 | 0 | 0 | 0 | 0 | 0 | 0 | 0 | 0 | 0 | 0 | 0 | 0 | 0 | 0 | 0 | 0 | 0 | 0 | 0 | 0 | 0 | 0 | 0 | 0 | 0 | 0 | 0 | 0 | 0 | 0 | 0 | 0 | 0 | 0 | 0 | 0 | 0 | 0 | 0 | 0 | 0 | 0 | 0 | 0 | 0 | 0 | #DIV/0! | #DIV/0! | #DIV/0! | #N/A | 0 | 0 | 0 | 85.6311 | 0 | 0 | 0 | 45.4313 | 0 | 0 | 0 | 24.044 | 0 | 0 | 0 | 14.3466 | 0 | 0 | 0 | 7.201 | 0 | 0 | 0 | 5.7608 | #DIV/0! | #DIV/0! | #DIV/0! | #VALUE! | 0 | 0 | 0 | 0 | 0 | 0 | 0 | 0 | 0 | 0 | 0 | 0 | 0 | 0 | 0 | 0 | 0 | 0 | 0 | 1.3202 | 0 | 0 | 0 | 1.3202 | 0 | 0 | 0 | 1.3202 | 0 | 0 | 0 | 0 | 0 | 0 | 0 | 0 | 0 | 0 | 0 | 0 | 0 | 0 | 0 | 0 | 0 | 0 | 0 | 0 | 0 | 0 | 0 | 0 | 0 | 0 | 0 | 0 | 0 | 0 | 0 | 0 | 0 | 0 | 0 | 0 | 0 | 0 | 0 | 0 | #REF! | #REF! | #REF!
50 | 55 |  | 55 |  |  | Other Owners' Costs | 0 | 0 | 0 | 0 | 0 | 0 | 0 | 0 | 0 | 0 | 0 | 0 | 0 | 0 | 0 | 0 | 0 | 0 | 0 | 0 | 0 | 0 | 0 | 0 | 0 | 0 | 0 | 0 | 0 | 0 | 0 | 0 | 0 | 0 | 0 | 0 | 0 | 0 | 0 | 0 | 0 | 0 | 0 | 0 | 0 | 0 | 0 | 0 | 0 | 0 | 0 | 0 | 0 | 0 | 0 | 0 | 0 | 0 | 0 | 0 | 0 | 0 | 0 | 0 | 0 | 0 | 0 | 0 | 0 | 0 | 0 | 0 | 0 | 0 | 0 | 0 | 0 | 0 | 0 | 0 | 0 | 0 | 0 | 0 | 0 | 0 | 0 | 0 | 0 | 0 | 0 | 0 | 0 | 0 | 0 | 0 | #DIV/0! | #DIV/0! | #DIV/0! | #N/A | 0 | 0 | 0 | 0 | 0 | 0 | 0 | 0 | 0 | 0 | 0 | 0 | 0 | 0 | 0 | 0 | 0 | 0 | 0 | 0 | 0 | 0 | 0 | 0 | #DIV/0! | #DIV/0! | #DIV/0! | #VALUE! | 0 | 0 | 0 | 0 | 0 | 0 | 0 | 0 | 0 | 0 | 0 | 0 | 0 | 0 | 0 | 0 | 0 | 0 | 0 | 0 | 0 | 0 | 0 | 0 | 0 | 0 | 0 | 0 | 0 | 0 | 0 | 0 | 0 | 0 | 0 | 0 | 0 | 0 | 0 | 0 | 0 | 0 | 0 | 0 | 0 | 0 | 0 | 0 | 0 | 0 | 0 | 0 | 0 | 0 | 0 | 0 | 0 | 0 | 0 | 0 | 0 | 0 | 0 | 0 | 0 | 0 | 0 | 0 | #REF! | #REF! | #REF!
50 | 56 |  | 56 |  |  | Fees | 0 | 0 | 0 | 0 | 0 | 0 | 0 | 0 | 0 | 0 | 0 | 0 | 0 | 0 | 0 | 0 | 0 | 0 | 0 | 0 | 0 | 0 | 0 | 0 | 0 | 0 | 0 | 0 | 0 | 0 | 0 | 0 | 0 | 0 | 0 | 0 | 0 | 0 | 0 | 0 | 0 | 0 | 0 | 0 | 0 | 0 | 0 | 0 | 0 | 0 | 0 | 0 | 0 | 0 | 0 | 0 | 0 | 0 | 0 | 0 | 0 | 0 | 0 | 0 | 0 | 0 | 0 | 0 | 0 | 0 | 0 | 0 | 0 | 0 | 0 | 0 | 0 | 0 | 0 | 0 | 0 | 0 | 0 | 0 | 0 | 0 | 0 | 0 | 0 | 0 | 0 | 0 | 0 | 0 | 0 | 0 | #DIV/0! | #DIV/0! | #DIV/0! | #N/A | 0 | 0 | 0 | 0 | 0 | 0 | 0 | 0 | 0 | 0 | 0 | 0 | 0 | 0 | 0 | 0 | 0 | 0 | 0 | 0 | 0 | 0 | 0 | 0 | #DIV/0! | #DIV/0! | #DIV/0! | #VALUE! | 0 | 0 | 0 | 0 | 0 | 0 | 0 | 0 | 0 | 0 | 0 | 0 | 0 | 0 | 0 | 0 | 0 | 0 | 0 | 0 | 0 | 0 | 0 | 0 | 0 | 0 | 0 | 0 | 0 | 0 | 0 | 0 | 0 | 0 | 0 | 0 | 0 | 0 | 0 | 0 | 0 | 0 | 0 | 0 | 0 | 0 | 0 | 0 | 0 | 0 | 0 | 0 | 0 | 0 | 0 | 0 | 0 | 0 | 0 | 0 | 0 | 0 | 0 | 0 | 0 | 0 | 0 | 0 | #REF! | #REF! | #REF!
50 | 57 |  | 57 |  |  | Management Reserve | 0 | 0 | 0 | 0 | 0 | 0 | 0 | 0 | 0 | 0 | 0 | 0 | 0 | 0 | 0 | 0 | 0 | 0 | 0 | 0 | 0 | 0 | 0 | 0 | 0 | 0 | 0 | 0 | 0 | 0 | 0 | 0 | 0 | 0 | 0 | 0 | 0 | 0 | 0 | 0 | 0 | 0 | 0 | 0 | 0 | 0 | 0 | 0 | 0 | 0 | 0 | 0 | 0 | 0 | 0 | 0 | 0 | 0 | 0 | 0 | 0 | 0 | 0 | 0 | 0 | 0 | 0 | 0 | 0 | 0 | 0 | 0 | 0 | 0 | 0 | 0 | 0 | 0 | 0 | 0 | 0 | 0 | 0 | 0 | 0 | 0 | 0 | 0 | 0 | 0 | 0 | 0 | 0 | 0 | 0 | 0 | #DIV/0! | #DIV/0! | #DIV/0! | #N/A | 0 | 0 | 0 | 0 | 0 | 0 | 0 | 0 | 0 | 0 | 0 | 0 | 0 | 0 | 0 | 0 | 0 | 0 | 0 | 0 | 0 | 0 | 0 | 0 | #DIV/0! | #DIV/0! | #DIV/0! | #VALUE! | 0 | 0 | 0 | 0 | 0 | 0 | 0 | 0 | 0 | 0 | 0 | 0 | 0 | 0 | 0 | 0 | 0 | 0 | 0 | 0 | 0 | 0 | 0 | 0 | 0 | 0 | 0 | 0 | 0 | 0 | 0 | 0 | 0 | 0 | 0 | 0 | 0 | 0 | 0 | 0 | 0 | 0 | 0 | 0 | 0 | 0 | 0 | 0 | 0 | 0 | 0 | 0 | 0 | 0 | 0 | 0 | 0 | 0 | 0 | 0 | 0 | 0 | 0 | 0 | 0 | 0 | 0 | 0 | #REF! | #REF! | #REF!
50 | 59 |  | 59 |  |  | Supplementary Contingencies | 0 | 0 | 0 | 0 | 0 | 0 | 0 | 0 | 0 | 0 | 0 | 0 | 0 | 0 | 0 | 0 | 0 | 0 | 0 | 0 | 0 | 0 | 0 | 0 | 0 | 0 | 0 | 0 | 0 | 0 | 0 | 0 | 0 | 0 | 0 | 0 | 0 | 0 | 0 | 0 | 0 | 0 | 0 | 0 | 0 | 0 | 0 | 0 | 0 | 0 | 0 | 0 | 0 | 0 | 0 | 0 | 0 | 0 | 0 | 0 | 0 | 0 | 0 | 0 | 0 | 0 | 0 | 0 | 0 | 0 | 0 | 0 | 0 | 0 | 0 | 0 | 0 | 0 | 0 | 0 | 0 | 0 | 0 | 0 | 0 | 0 | 0 | 0 | 0 | 0 | 0 | 0 | 0 | 0 | 0 | 0 | #DIV/0! | #DIV/0! | #DIV/0! | #N/A | 0 | 0 | 0 | 207.0648 | 0 | 0 | 0 | 199.9034 | 0 | 0 | 0 | 195.4322 | 0 | 0 | 0 | 195.1338 | 0 | 0 | 0 | 198.4244 | 0 | 0 | 0 | 200.696 | #DIV/0! | #DIV/0! | #DIV/0! | #VALUE! | 0 | 0 | 0 | 0 | 0 | 0 | 0 | 0 | 0 | 0 | 0 | 0 | 0 | 0 | 0 | 0 | 0 | 0 | 0 | 0 | 0 | 0 | 0 | 0 | 0 | 0 | 0 | 0 | 0 | 0 | 0 | 0 | 0 | 0 | 0 | 0 | 0 | 0 | 0 | 0 | 0 | 0 | 0 | 0 | 0 | 0 | 0 | 0 | 0 | 0 | 0 | 0 | 0 | 0 | 0 | 0 | 0 | 0 | 0 | 0 | 0 | 0 | 0 | 0 | 0 | 0 | 0 | 0 | #REF! | #REF! | #REF!

## MASTER_DATA_PROCESSED
Opperational Parameters
[6 empty] | Source | Techno-Economic Analysis Advancements in FY-23 | Techno-Economic Analysis Advancements in FY-23 | Techno-Economic Analysis Advancements in FY-23 | Sensitivity of HTGR Heat and Power Production to Reactor Outlet, Temperature, Economic Analysis | Sensitivity of HTGR Heat and Power Production to Reactor Outlet, Temperature, Economic Analysis | Sensitivity of HTGR Heat and Power Production to Reactor Outlet, Temperature, Economic Analysis | Sensitivity of HTGR Heat and Power Production to Reactor Outlet, Temperature, Economic Analysis | Sensitivity of HTGR Heat and Power Production to Reactor Outlet, Temperature, Economic Analysis | Sensitivity of HTGR Heat and Power Production to Reactor Outlet, Temperature, Economic Analysis | Sensitivity of HTGR Heat and Power Production to Reactor Outlet, Temperature, Economic Analysis | Sensitivity of HTGR Heat and Power Production to Reactor Outlet, Temperature, Economic Analysis | Sensitivity of HTGR Heat and Power Production to Reactor Outlet, Temperature, Economic Analysis | Sensitivity of HTGR Heat and Power Production to Reactor Outlet, Temperature, Economic Analysis | Sensitivity of HTGR Heat and Power Production to Reactor Outlet, Temperature, Economic Analysis | Sensitivity of HTGR Heat and Power Production to Reactor Outlet, Temperature, Economic Analysis | Sensitivity of HTGR Heat and Power Production to Reactor Outlet, Temperature, Economic Analysis | Sensitivity of HTGR Heat and Power Production to Reactor Outlet, Temperature, Economic Analysis | Sensitivity of HTGR Heat and Power Production to Reactor Outlet, Temperature, Economic Analysis | Sensitivity of HTGR Heat and Power Production to Reactor Outlet, Temperature, Economic Analysis | Sensitivity of HTGR Heat and Power Production to Reactor Outlet, Temperature, Economic Analysis | Sensitivity of HTGR Heat and Power Production to Reactor Outlet, Temperature, Economic Analysis | Sensitivity of HTGR Heat and Power Production to Reactor Outlet, Temperature, Economic Analysis | Sensitivity of HTGR Heat and Power Production to Reactor Outlet, Temperature, Economic Analysis | Sensitivity of HTGR Heat and Power Production to Reactor Outlet, Temperature, Economic Analysis | Sensitivity of HTGR Heat and Power Production to Reactor Outlet, Temperature, Economic Analysis | Sensitivity of HTGR Heat and Power Production to Reactor Outlet, Temperature, Economic Analysis | Sensitivity of HTGR Heat and Power Production to Reactor Outlet, Temperature, Economic Analysis | Sensitivity of HTGR Heat and Power Production to Reactor Outlet, Temperature, Economic Analysis | Sensitivity of HTGR Heat and Power Production to Reactor Outlet, Temperature, Economic Analysis | Sensitivity of HTGR Heat and Power Production to Reactor Outlet, Temperature, Economic Analysis | Sensitivity of HTGR Heat and Power Production to Reactor Outlet, Temperature, Economic Analysis | Sensitivity of HTGR Heat and Power Production to Reactor Outlet, Temperature, Economic Analysis | Stewart, W. R., Shirvan, K., Velez, E., & Wiser, R. Pathways to Cost-effective Advanced Nuclear Technology. | Stewart, W. R., Shirvan, K., Velez, E., & Wiser, R. Pathways to Cost-effective Advanced Nuclear Technology. | Stewart, W. R., Shirvan, K., Velez, E., & Wiser, R. Pathways to Cost-effective Advanced Nuclear Technology. | Stewart, W. R., Shirvan, K., Velez, E., & Wiser, R. Pathways to Cost-effective Advanced Nuclear Technology. | Stewart, W. R., Shirvan, K., Velez, E., & Wiser, R. Pathways to Cost-effective Advanced Nuclear Technology. | Stewart, W. R., Shirvan, K., Velez, E., & Wiser, R. Pathways to Cost-effective Advanced Nuclear Technology. | Stewart, W. R., Shirvan, K., Velez, E., & Wiser, R. Pathways to Cost-effective Advanced Nuclear Technology. | Stewart, W. R., Shirvan, K., Velez, E., & Wiser, R. Pathways to Cost-effective Advanced Nuclear Technology. | Stewart, W. R., Shirvan, K., Velez, E., & Wiser, R. Pathways to Cost-effective Advanced Nuclear Technology. | Stewart, W. R., Shirvan, K., Velez, E., & Wiser, R. Pathways to Cost-effective Advanced Nuclear Technology. | Stewart, W. R., Shirvan, K., Velez, E., & Wiser, R. Pathways to Cost-effective Advanced Nuclear Technology. | Stewart, W. R., Shirvan, K., Velez, E., & Wiser, R. Pathways to Cost-effective Advanced Nuclear Technology. | Stewart, W. R., Shirvan, K., Velez, E., & Wiser, R. Pathways to Cost-effective Advanced Nuclear Technology. | Stewart, W. R., Shirvan, K., Velez, E., & Wiser, R. Pathways to Cost-effective Advanced Nuclear Technology. | Stewart, W. R., Shirvan, K., Velez, E., & Wiser, R. Pathways to Cost-effective Advanced Nuclear Technology. | Stewart, W. R., Shirvan, K., Velez, E., & Wiser, R. Pathways to Cost-effective Advanced Nuclear Technology. | Stewart, W. R., Shirvan, K., Velez, E., & Wiser, R. Pathways to Cost-effective Advanced Nuclear Technology. | Stewart, W. R., Shirvan, K., Velez, E., & Wiser, R. Pathways to Cost-effective Advanced Nuclear Technology. | Stewart, W. R., Shirvan, K., Velez, E., & Wiser, R. Pathways to Cost-effective Advanced Nuclear Technology. | Stewart, W. R., Shirvan, K., Velez, E., & Wiser, R. Pathways to Cost-effective Advanced Nuclear Technology. | Stewart, W. R., Shirvan, K., Velez, E., & Wiser, R. Pathways to Cost-effective Advanced Nuclear Technology. | Stewart, W. R., Shirvan, K., Velez, E., & Wiser, R. Pathways to Cost-effective Advanced Nuclear Technology. | Stewart, W. R., Shirvan, K., Velez, E., & Wiser, R. Pathways to Cost-effective Advanced Nuclear Technology. | Stewart, W. R., Shirvan, K., Velez, E., & Wiser, R. Pathways to Cost-effective Advanced Nuclear Technology. | Oak Ridge National Labs, 1986. Phase VIII Update (1986) Report For The Energy Economic Data Base Program EEDB,Table 5-3 (PWR Median Experience) | Oak Ridge National Labs, 1986. Phase VIII Update (1986) Report For The Energy Economic Data Base Program EEDB,Table 5-3 (PWR Median Experience) | Oak Ridge National Labs, 1986. Phase VIII Update (1986) Report For The Energy Economic Data Base Program EEDB,Table 5-3 (PWR Median Experience) | Oak Ridge National Labs, 1986. Phase VIII Update (1986) Report For The Energy Economic Data Base Program EEDB,Table 5-3 (PWR Median Experience) | Oak Ridge National Labs, 1986. Phase VIII Update (1986) Report For The Energy Economic Data Base Program EEDB,Table 5-3 (PWR Median Experience) | Oak Ridge National Labs, 1986. Phase VIII Update (1986) Report For The Energy Economic Data Base Program EEDB,Table 5-3 (PWR Median Experience) | Oak Ridge National Labs, 1986. Phase VIII Update (1986) Report For The Energy Economic Data Base Program EEDB,Table 5-3 (PWR Median Experience) | Oak Ridge National Labs, 1986. Phase VIII Update (1986) Report For The Energy Economic Data Base Program EEDB,Table 5-3 (PWR Median Experience) | Oak Ridge National Labs, 1986. Phase VIII Update (1986) Report For The Energy Economic Data Base Program EEDB,Table 5-3 (PWR Median Experience) | Oak Ridge National Labs, 1986. Phase VIII Update (1986) Report For The Energy Economic Data Base Program EEDB,Table 5-3 (PWR Median Experience) | Oak Ridge National Labs, 1986. Phase VIII Update (1986) Report For The Energy Economic Data Base Program EEDB,Table 5-3 (PWR Median Experience) | Oak Ridge National Labs, 1986. Phase VIII Update (1986) Report For The Energy Economic Data Base Program EEDB,Table 5-3 (PWR Median Experience) | EEDB PWR Best Experience | EEDB PWR Best Experience | EEDB PWR Best Experience | EEDB PWR Best Experience | EEDB PWR Best Experience | EEDB PWR Best Experience | EEDB PWR Best Experience | EEDB PWR Best Experience | 0 | 0 | 0 | NPR Capacity Cost Evaluation | 0 | 0 | 0 | NPR Capacity Cost Evaluation | 0 | 0 | 0 | NPR Capacity Cost Evaluation | Stewart and Shirvan | Stewart and Shirvan | Stewart and Shirvan | Stewart and Shirvan | Stewart et. al. | Stewart et. al. | Stewart et. al. | Stewart et. al. | 0 | 0 | 0 | Shirvan Private Communication (Tim Cat Data) | SFR STRAT | SFR STRAT | SFR STRAT | SFR STRAT | SFR STRAT | SFR STRAT | SFR STRAT | SFR STRAT | SFR STRAT | SFR STRAT | SFR STRAT | SFR STRAT | SFR STRAT | SFR STRAT | SFR STRAT | SFR STRAT | SFR STRAT | SFR STRAT | SFR STRAT | SFR STRAT | SFR STRAT | SFR STRAT | SFR STRAT | SFR STRAT | VTR: INL/EXT-20-58330 | VTR: INL/EXT-20-58330 | VTR: INL/EXT-20-58330 | VTR: INL/EXT-20-58330 | Boise State University | Boise State University | Boise State University | Boise State University | Report on the Update of Fuel Cycle Cost Algorithms | Report on the Update of Fuel Cycle Cost Algorithms | Report on the Update of Fuel Cycle Cost Algorithms | Report on the Update of Fuel Cycle Cost Algorithms | Advanced High Temperature Reactor Systems and Economic Analysis | Advanced High Temperature Reactor Systems and Economic Analysis | Advanced High Temperature Reactor Systems and Economic Analysis | Advanced High Temperature Reactor Systems and Economic Analysis | Advanced High Temperature Reactor Systems and Economic Analysis | Advanced High Temperature Reactor Systems and Economic Analysis | Advanced High Temperature Reactor Systems and Economic Analysis | Advanced High Temperature Reactor Systems and Economic Analysis | D0E-HTGR-87-086 | D0E-HTGR-87-087 | D0E-HTGR-87-088 | D0E-HTGR-87-089 | D0E-HTGR-87-086 | D0E-HTGR-87-087 | D0E-HTGR-87-088 | D0E-HTGR-87-089 | D0E-HTGR-87-086 | D0E-HTGR-87-087 | D0E-HTGR-87-088 | D0E-HTGR-87-089 | D0E-HTGR-87-086 | D0E-HTGR-87-087 | D0E-HTGR-87-088 | D0E-HTGR-87-089 | ORNL/GA/etc | ORNL/GA/etc | ORNL/GA/etc | ORNL/GA/etc | ORNL/GA/etc | ORNL/GA/etc | ORNL/GA/etc | ORNL/GA/etc | ORNL/GA/etc | ORNL/GA/etc | ORNL/GA/etc | ORNL/GA/etc | ORNL/GA/etc | ORNL/GA/etc | ORNL/GA/etc | ORNL/GA/etc | ORNL/GA/etc | ORNL/GA/etc | ORNL/GA/etc | ORNL/GA/etc | ORNL/GA/etc | ORNL/GA/etc | ORNL/GA/etc | ORNL/GA/etc | ORNL/GA/etc | ORNL/GA/etc | ORNL/GA/etc | ORNL/GA/etc | ORNL/GA/etc | ORNL/GA/etc | ORNL/GA/etc | ORNL/GA/etc | ORNL/GA/etc | ORNL/GA/etc | ORNL/GA/etc | ORNL/GA/etc | Engel et. Al; ORNL report ORNL/TM-7207 | Engel et. Al; ORNL report ORNL/TM-7208 | Engel et. Al; ORNL report ORNL/TM-7209
[6 empty] | Link | TEV | TEV | TEV | https://art.inl.gov/NGNP/INL%20Documents/Year%202010/Sensitivity%20of%20HTGR%20Heat%20and%20Power%20Production%20to%20Reactor%20Outlet%20Temperature%20-%20Economic%20Analysis.pdf | https://art.inl.gov/NGNP/INL%20Documents/Year%202010/Sensitivity%20of%20HTGR%20Heat%20and%20Power%20Production%20to%20Reactor%20Outlet%20Temperature%20-%20Economic%20Analysis.pdf | https://art.inl.gov/NGNP/INL%20Documents/Year%202010/Sensitivity%20of%20HTGR%20Heat%20and%20Power%20Production%20to%20Reactor%20Outlet%20Temperature%20-%20Economic%20Analysis.pdf | https://art.inl.gov/NGNP/INL%20Documents/Year%202010/Sensitivity%20of%20HTGR%20Heat%20and%20Power%20Production%20to%20Reactor%20Outlet%20Temperature%20-%20Economic%20Analysis.pdf | https://art.inl.gov/NGNP/INL%20Documents/Year%202010/Sensitivity%20of%20HTGR%20Heat%20and%20Power%20Production%20to%20Reactor%20Outlet%20Temperature%20-%20Economic%20Analysis.pdf | https://art.inl.gov/NGNP/INL%20Documents/Year%202010/Sensitivity%20of%20HTGR%20Heat%20and%20Power%20Production%20to%20Reactor%20Outlet%20Temperature%20-%20Economic%20Analysis.pdf | https://art.inl.gov/NGNP/INL%20Documents/Year%202010/Sensitivity%20of%20HTGR%20Heat%20and%20Power%20Production%20to%20Reactor%20Outlet%20Temperature%20-%20Economic%20Analysis.pdf | https://art.inl.gov/NGNP/INL%20Documents/Year%202010/Sensitivity%20of%20HTGR%20Heat%20and%20Power%20Production%20to%20Reactor%20Outlet%20Temperature%20-%20Economic%20Analysis.pdf | https://art.inl.gov/NGNP/INL%20Documents/Year%202010/Sensitivity%20of%20HTGR%20Heat%20and%20Power%20Production%20to%20Reactor%20Outlet%20Temperature%20-%20Economic%20Analysis.pdf | https://art.inl.gov/NGNP/INL%20Documents/Year%202010/Sensitivity%20of%20HTGR%20Heat%20and%20Power%20Production%20to%20Reactor%20Outlet%20Temperature%20-%20Economic%20Analysis.pdf | https://art.inl.gov/NGNP/INL%20Documents/Year%202010/Sensitivity%20of%20HTGR%20Heat%20and%20Power%20Production%20to%20Reactor%20Outlet%20Temperature%20-%20Economic%20Analysis.pdf | https://art.inl.gov/NGNP/INL%20Documents/Year%202010/Sensitivity%20of%20HTGR%20Heat%20and%20Power%20Production%20to%20Reactor%20Outlet%20Temperature%20-%20Economic%20Analysis.pdf | https://art.inl.gov/NGNP/INL%20Documents/Year%202010/Sensitivity%20of%20HTGR%20Heat%20and%20Power%20Production%20to%20Reactor%20Outlet%20Temperature%20-%20Economic%20Analysis.pdf | https://art.inl.gov/NGNP/INL%20Documents/Year%202010/Sensitivity%20of%20HTGR%20Heat%20and%20Power%20Production%20to%20Reactor%20Outlet%20Temperature%20-%20Economic%20Analysis.pdf | https://art.inl.gov/NGNP/INL%20Documents/Year%202010/Sensitivity%20of%20HTGR%20Heat%20and%20Power%20Production%20to%20Reactor%20Outlet%20Temperature%20-%20Economic%20Analysis.pdf | https://art.inl.gov/NGNP/INL%20Documents/Year%202010/Sensitivity%20of%20HTGR%20Heat%20and%20Power%20Production%20to%20Reactor%20Outlet%20Temperature%20-%20Economic%20Analysis.pdf | https://art.inl.gov/NGNP/INL%20Documents/Year%202010/Sensitivity%20of%20HTGR%20Heat%20and%20Power%20Production%20to%20Reactor%20Outlet%20Temperature%20-%20Economic%20Analysis.pdf | https://art.inl.gov/NGNP/INL%20Documents/Year%202010/Sensitivity%20of%20HTGR%20Heat%20and%20Power%20Production%20to%20Reactor%20Outlet%20Temperature%20-%20Economic%20Analysis.pdf | https://art.inl.gov/NGNP/INL%20Documents/Year%202010/Sensitivity%20of%20HTGR%20Heat%20and%20Power%20Production%20to%20Reactor%20Outlet%20Temperature%20-%20Economic%20Analysis.pdf | https://art.inl.gov/NGNP/INL%20Documents/Year%202010/Sensitivity%20of%20HTGR%20Heat%20and%20Power%20Production%20to%20Reactor%20Outlet%20Temperature%20-%20Economic%20Analysis.pdf | https://art.inl.gov/NGNP/INL%20Documents/Year%202010/Sensitivity%20of%20HTGR%20Heat%20and%20Power%20Production%20to%20Reactor%20Outlet%20Temperature%20-%20Economic%20Analysis.pdf | https://art.inl.gov/NGNP/INL%20Documents/Year%202010/Sensitivity%20of%20HTGR%20Heat%20and%20Power%20Production%20to%20Reactor%20Outlet%20Temperature%20-%20Economic%20Analysis.pdf | https://art.inl.gov/NGNP/INL%20Documents/Year%202010/Sensitivity%20of%20HTGR%20Heat%20and%20Power%20Production%20to%20Reactor%20Outlet%20Temperature%20-%20Economic%20Analysis.pdf | https://art.inl.gov/NGNP/INL%20Documents/Year%202010/Sensitivity%20of%20HTGR%20Heat%20and%20Power%20Production%20to%20Reactor%20Outlet%20Temperature%20-%20Economic%20Analysis.pdf | https://art.inl.gov/NGNP/INL%20Documents/Year%202010/Sensitivity%20of%20HTGR%20Heat%20and%20Power%20Production%20to%20Reactor%20Outlet%20Temperature%20-%20Economic%20Analysis.pdf | https://art.inl.gov/NGNP/INL%20Documents/Year%202010/Sensitivity%20of%20HTGR%20Heat%20and%20Power%20Production%20to%20Reactor%20Outlet%20Temperature%20-%20Economic%20Analysis.pdf | https://art.inl.gov/NGNP/INL%20Documents/Year%202010/Sensitivity%20of%20HTGR%20Heat%20and%20Power%20Production%20to%20Reactor%20Outlet%20Temperature%20-%20Economic%20Analysis.pdf | https://art.inl.gov/NGNP/INL%20Documents/Year%202010/Sensitivity%20of%20HTGR%20Heat%20and%20Power%20Production%20to%20Reactor%20Outlet%20Temperature%20-%20Economic%20Analysis.pdf | https://art.inl.gov/NGNP/INL%20Documents/Year%202010/Sensitivity%20of%20HTGR%20Heat%20and%20Power%20Production%20to%20Reactor%20Outlet%20Temperature%20-%20Economic%20Analysis.pdf | main article: https://www.energy-proceedings.org/pathways-to-cost-effective-advanced-nuclear-technology/ and ref[16] for MIT study: chrome-extension://efaidnbmnnnibpcajpcglclefindmkaj/ https://energy.mit.edu/wp-content/uploads/2018/09/The-Future-of-Nuclear-Energy-in-a-Carbon-Constrained-World.pdf | main article: https://www.energy-proceedings.org/pathways-to-cost-effective-advanced-nuclear-technology/ and ref[16] for MIT study: chrome-extension://efaidnbmnnnibpcajpcglclefindmkaj/https://energy.mit.edu/wp-content/uploads/2018/09/The-Future-of-Nuclear-Energy-in-a-Carbon-Constrained-World.pdf | main article: https://www.energy-proceedings.org/pathways-to-cost-effective-advanced-nuclear-technology/ and ref[16] for MIT study: chrome-extension://efaidnbmnnnibpcajpcglclefindmkaj/https://energy.mit.edu/wp-content/uploads/2018/09/The-Future-of-Nuclear-Energy-in-a-Carbon-Constrained-World.pdf | main article: https://www.energy-proceedings.org/pathways-to-cost-effective-advanced-nuclear-technology/ and ref[16] for MIT study: chrome-extension://efaidnbmnnnibpcajpcglclefindmkaj/https://energy.mit.edu/wp-content/uploads/2018/09/The-Future-of-Nuclear-Energy-in-a-Carbon-Constrained-World.pdf | main article: https://www.energy-proceedings.org/pathways-to-cost-effective-advanced-nuclear-technology/ and ref[16] for MIT study: chrome-extension://efaidnbmnnnibpcajpcglclefindmkaj/https://energy.mit.edu/wp-content/uploads/2018/09/The-Future-of-Nuclear-Energy-in-a-Carbon-Constrained-World.pdf | main article: https://www.energy-proceedings.org/pathways-to-cost-effective-advanced-nuclear-technology/ and ref[16] for MIT study: chrome-extension://efaidnbmnnnibpcajpcglclefindmkaj/https://energy.mit.edu/wp-content/uploads/2018/09/The-Future-of-Nuclear-Energy-in-a-Carbon-Constrained-World.pdf | main article: https://www.energy-proceedings.org/pathways-to-cost-effective-advanced-nuclear-technology/ and ref[16] for MIT study: chrome-extension://efaidnbmnnnibpcajpcglclefindmkaj/https://energy.mit.edu/wp-content/uploads/2018/09/The-Future-of-Nuclear-Energy-in-a-Carbon-Constrained-World.pdf | main article: https://www.energy-proceedings.org/pathways-to-cost-effective-advanced-nuclear-technology/ and ref[16] for MIT study: chrome-extension://efaidnbmnnnibpcajpcglclefindmkaj/https://energy.mit.edu/wp-content/uploads/2018/09/The-Future-of-Nuclear-Energy-in-a-Carbon-Constrained-World.pdf | https://www.energy-proceedings.org/pathways-to-cost-effective-advanced-nuclear-technology/ | https://www.energy-proceedings.org/pathways-to-cost-effective-advanced-nuclear-technology/ | https://www.energy-proceedings.org/pathways-to-cost-effective-advanced-nuclear-technology/ | https://www.energy-proceedings.org/pathways-to-cost-effective-advanced-nuclear-technology/ | https://www.energy-proceedings.org/pathways-to-cost-effective-advanced-nuclear-technology/ | https://www.energy-proceedings.org/pathways-to-cost-effective-advanced-nuclear-technology/ | https://www.energy-proceedings.org/pathways-to-cost-effective-advanced-nuclear-technology/ | https://www.energy-proceedings.org/pathways-to-cost-effective-advanced-nuclear-technology/ | https://www.energy-proceedings.org/pathways-to-cost-effective-advanced-nuclear-technology/ | https://www.energy-proceedings.org/pathways-to-cost-effective-advanced-nuclear-technology/ | https://www.energy-proceedings.org/pathways-to-cost-effective-advanced-nuclear-technology/ | https://www.energy-proceedings.org/pathways-to-cost-effective-advanced-nuclear-technology/ | https://www.energy-proceedings.org/pathways-to-cost-effective-advanced-nuclear-technology/ | https://www.energy-proceedings.org/pathways-to-cost-effective-advanced-nuclear-technology/ | https://www.energy-proceedings.org/pathways-to-cost-effective-advanced-nuclear-technology/ | https://www.energy-proceedings.org/pathways-to-cost-effective-advanced-nuclear-technology/ | https://www.osti.gov/biblio/7227212 | https://www.osti.gov/biblio/7227212 | https://www.osti.gov/biblio/7227212 | https://www.osti.gov/biblio/7227212 | https://www.osti.gov/biblio/7227212 | https://www.osti.gov/biblio/7227212 | https://www.osti.gov/biblio/7227212 | https://www.osti.gov/biblio/7227212 | https://www.osti.gov/biblio/7227212 | https://www.osti.gov/biblio/7227212 | https://www.osti.gov/biblio/7227212 | https://www.osti.gov/biblio/7227212 | https://www.osti.gov/biblio/7227213 | https://www.osti.gov/biblio/7227214 | https://www.osti.gov/biblio/7227215 | https://www.osti.gov/biblio/7227216 | https://www.osti.gov/biblio/7227217 | https://www.osti.gov/biblio/7227218 | https://www.osti.gov/biblio/7227219 | https://www.osti.gov/biblio/7227220 | https://www.osti.gov/biblio/6511284/ | https://www.osti.gov/biblio/6511284/ | https://www.osti.gov/biblio/6511284/ | https://www.osti.gov/biblio/6511284/ | https://www.osti.gov/biblio/6511284/ | https://www.osti.gov/biblio/6511284/ | https://www.osti.gov/biblio/6511284/ | https://www.osti.gov/biblio/6511284/ | https://www.osti.gov/biblio/6511284/ | https://www.osti.gov/biblio/6511284/ | https://www.osti.gov/biblio/6511284/ | https://www.osti.gov/biblio/6511284/ | https://www.sciencedirect.com/science/article/pii/S0029549323001541 | https://www.sciencedirect.com/science/article/pii/S0029549323001541 | https://www.sciencedirect.com/science/article/pii/S0029549323001541 | https://www.sciencedirect.com/science/article/pii/S0029549323001541 | Impact of modularization and site staffing on construction schedule of small and large water reactors (1).pdf | Impact of modularization and site staffing on construction schedule of small and large water reactors (1).pdf | Impact of modularization and site staffing on construction schedule of small and large water reactors (1).pdf | Impact of modularization and site staffing on construction schedule of small and large water reactors (1).pdf | 0 | 0 | 0 | 0 | Teams folder>literature > Strategic Analysis | Teams folder>literature > Strategic Analysis | Teams folder>literature > Strategic Analysis | Teams folder>literature > Strategic Analysis | Teams folder>literature > Strategic Analysis | Teams folder>literature > Strategic Analysis | Teams folder>literature > Strategic Analysis | Teams folder>literature > Strategic Analysis | Teams folder>literature > Strategic Analysis | Teams folder>literature > Strategic Analysis | Teams folder>literature > Strategic Analysis | Teams folder>literature > Strategic Analysis | Teams folder>literature > Strategic Analysis | Teams folder>literature > Strategic Analysis | Teams folder>literature > Strategic Analysis | Teams folder>literature > Strategic Analysis | Teams folder>literature > Strategic Analysis | Teams folder>literature > Strategic Analysis | Teams folder>literature > Strategic Analysis | Teams folder>literature > Strategic Analysis | Teams folder>literature > Strategic Analysis | Teams folder>literature > Strategic Analysis | Teams folder>literature > Strategic Analysis | Teams folder>literature > Strategic Analysis | 0 | 0 | 0 | 0 | https://www.sciencedirect.com/science/article/pii/S1364032118308372?via%3Dihub | https://www.sciencedirect.com/science/article/pii/S1364032118308372?via%3Dihub | https://www.sciencedirect.com/science/article/pii/S1364032118308372?via%3Dihub | https://www.sciencedirect.com/science/article/pii/S1364032118308372?via%3Dihub | https://publications.anl.gov/anlpubs/2018/07/144923.pdf | https://publications.anl.gov/anlpubs/2018/07/144923.pdf | https://publications.anl.gov/anlpubs/2018/07/144923.pdf | https://publications.anl.gov/anlpubs/2018/07/144923.pdf | https://info.ornl.gov/sites/publications/files/Pub32466.pdf | https://info.ornl.gov/sites/publications/files/Pub32466.pdf | https://info.ornl.gov/sites/publications/files/Pub32466.pdf | https://info.ornl.gov/sites/publications/files/Pub32466.pdf | https://info.ornl.gov/sites/publications/files/Pub32466.pdf | https://info.ornl.gov/sites/publications/files/Pub32466.pdf | https://info.ornl.gov/sites/publications/files/Pub32466.pdf | https://info.ornl.gov/sites/publications/files/Pub32466.pdf | https://www.osti.gov/servlets/purl/713993 | https://www.osti.gov/servlets/purl/713993 | https://www.osti.gov/servlets/purl/713993 | https://www.osti.gov/biblio/713993 | https://www.osti.gov/servlets/purl/713993 | https://www.osti.gov/servlets/purl/713993 | https://www.osti.gov/servlets/purl/713993 | https://www.osti.gov/biblio/713993 | https://www.osti.gov/servlets/purl/713993 | https://www.osti.gov/servlets/purl/713993 | https://www.osti.gov/servlets/purl/713993 | https://www.osti.gov/biblio/713993 | https://www.osti.gov/servlets/purl/713993 | https://www.osti.gov/servlets/purl/713993 | https://www.osti.gov/servlets/purl/713993 | https://www.osti.gov/servlets/purl/713993 | https://www.osti.gov/servlets/purl/10198837 | https://www.osti.gov/servlets/purl/10198838 | https://www.osti.gov/servlets/purl/10198839 | https://www.osti.gov/servlets/purl/10198837 | https://www.osti.gov/servlets/purl/10198838 | https://www.osti.gov/servlets/purl/10198839 | https://www.osti.gov/servlets/purl/10198840 | https://www.osti.gov/servlets/purl/10198841 | https://www.osti.gov/servlets/purl/10198842 | https://www.osti.gov/servlets/purl/10198843 | https://www.osti.gov/servlets/purl/10198844 | https://www.osti.gov/servlets/purl/10198845 | https://www.osti.gov/servlets/purl/10198846 | https://www.osti.gov/servlets/purl/10198847 | https://www.osti.gov/servlets/purl/10198848 | https://www.osti.gov/servlets/purl/10198849 | https://www.osti.gov/servlets/purl/10198850 | https://www.osti.gov/servlets/purl/10198851 | https://www.osti.gov/servlets/purl/10198852 | https://www.osti.gov/servlets/purl/10198853 | https://www.osti.gov/servlets/purl/10198854 | https://www.osti.gov/servlets/purl/10198855 | https://www.osti.gov/servlets/purl/10198856 | https://www.osti.gov/servlets/purl/10198857 | https://www.osti.gov/servlets/purl/10198858 | https://www.osti.gov/servlets/purl/10198859 | https://www.osti.gov/servlets/purl/10198860 | https://www.osti.gov/servlets/purl/10198861 | https://www.osti.gov/servlets/purl/10198862 | https://www.osti.gov/servlets/purl/10198863 | https://www.osti.gov/servlets/purl/10198864 | https://www.osti.gov/servlets/purl/10198865 | https://www.osti.gov/servlets/purl/10198866 | https://www.osti.gov/servlets/purl/10198867 | https://www.osti.gov/servlets/purl/10198868 | https://www.osti.gov/servlets/purl/10198869 | https://www.osti.gov/biblio/5352526 | https://www.osti.gov/biblio/5352526 | https://www.osti.gov/biblio/5352526
[6 empty] | Reactor Type (Ex. HTGR, SFR, PWR, etc.) | HTGR | HTGR | HTGR | HTGR | HTGR | HTGR | HTGR | HTGR | HTGR | HTGR | HTGR | HTGR | HTGR | HTGR | HTGR | HTGR | HTGR | HTGR | HTGR | HTGR | HTGR | HTGR | HTGR | HTGR | HTGR | HTGR | HTGR | HTGR | HTGR | HTGR | HTGR | HTGR | PWR | PWR | PWR | PWR | PWR | PWR | PWR | PWR | HTGR | HTGR | HTGR | HTGR | HTGR | HTGR | HTGR | HTGR | HTGR | HTGR | HTGR | HTGR | HTGR | HTGR | HTGR | HTGR | PWR | PWR | PWR | PWR | PWR | PWR | PWR | PWR | PWR | PWR | PWR | PWR | PWR | PWR | PWR | PWR | PWR | PWR | PWR | PWR | HTGR | HTGR | HTGR | HTGR | HTGR | HTGR | HTGR | SFR | SFR | SFR | SFR | SFR | BWR | BWR | BWR | BWR | PWR | PWR | PWR | PWR | PWR | PWR | PWR | PWR | SFR | SFR | SFR | SFR | SFR | SFR | SFR | SFR | SFR | SFR | SFR | SFR | SFR | SFR | SFR | SFR | SFR | SFR | SFR | SFR | SFR | SFR | SFR | SFR | SFR | SFR | SFR | SFR | PWR | PWR | PWR | PWR | SFR | SFR | SFR | SFR | HTGR | HTGR | HTGR | FHR | HTGR | HTGR | HTGR | FHR | HTGR | HTGR | HTGR | HTGR | HTGR | HTGR | HTGR | HTGR | HTGR | HTGR | HTGR | HTGR | HTGR | HTGR | HTGR | HTGR | HTGR | HTGR | HTGR | HTGR | HTGR | HTGR | HTGR | HTGR | HTGR | HTGR | HTGR | HTGR | HTGR | HTGR | HTGR | HTGR | HTGR | HTGR | HTGR | HTGR | HTGR | HTGR | HTGR | HTGR | HTGR | HTGR | HTGR | HTGR | HTGR | HTGR | HTGR | HTGR | HTGR | HTGR | HTGR | HTGR | MSR | MSR | MSR
[6 empty] | Reactor Name | VHTGR | VHTGR | VHTGR | VHTGR | VHTGR | VHTGR | VHTGR | VHTGR | VHTGR | VHTGR | VHTGR | VHTGR | VHTGR | VHTGR | VHTGR | VHTGR | VHTGR | VHTGR | VHTGR | VHTGR | VHTGR | VHTGR | VHTGR | VHTGR | VHTGR | VHTGR | VHTGR | VHTGR | VHTGR | VHTGR | VHTGR | VHTGR | AP1000 | AP1000 | AP1000 | AP1000 | AP1000 | AP1000 | AP1000 | AP1000 | Traditional HTGR | Traditional HTGR | Traditional HTGR | Traditional HTGR | Traditional HTGR | Traditional HTGR | Traditional HTGR | Traditional HTGR | MIG HTR | MIG HTR | MIG HTR | MIG HTR | MIG HTR | MIG HTR | MIG HTR | MIG HTR | PWR12-ME | PWR12-ME | PWR12-ME | PWR12-ME | PWR12-BE | PWR12-BE | PWR12-BE | PWR12-BE | Improved PWR 06-BE | Improved PWR 06-BE | Improved PWR 06-BE | Improved PWR 06-BE | Improved PWR 12-BE | Improved PWR 12-BE | Improved PWR 12-BE | Improved PWR 12-BE | Advanced PWR 6-BE | Advanced PWR 6-BE | Advanced PWR 6-BE | Advanced PWR 6-BE | NPR/MHTGR - Commercial | NPR/MHTGR - Commercial | NPR/MHTGR - Commercial | GA/MHTGR - Commercial | NPR/MHTGR - Commercial | NPR/MHTGR - Commercial | NPR/MHTGR - Commercial | SAFR | PRISM | PRISM | PRISM | PRISM | SMBWR | SMBWR | SMBWR | SMBWR | MMNC | MMNC | MMNC | MMNC | AP1000 | AP1000 | AP1000 | AP1000 | SFR SAINC | SFR SAINC | SFR SAINC | SFR SAINC | SFR SAINC | SFR SAINC | SFR SAINC | SFR SAINC | SFR SAINC | SFR SAINC | SFR SAINC | SFR SAINC | SFR SAINC | SFR SAINC | SFR SAINC | SFR SAINC | SFR SAINC | SFR SAINC | SFR SAINC | SFR SAINC | SFR SAINC | SFR SAINC | SFR SAINC | SFR SAINC | Versatile Test Reactor | Versatile Test Reactor | Versatile Test Reactor | Versatile Test Reactor | NuScale SMR | NuScale SMR | NuScale SMR | NuScale SMR | ABR1000 | ABR1000 | ABR1000 | ABR1000 | AHTR - 9% initial enrichment | AHTR - 9% initial enrichment | AHTR - 9% initial enrichment | AHTR - 9% initial enrichment | AHTR - 19.7% initial enrichment | AHTR - 19.7% initial enrichment | AHTR - 19.7% initial enrichment | AHTR - 19.7% initial enrichment | MHTGR LEAD NOAK PLANT | MHTGR LEAD NOAK PLANT | MHTGR LEAD NOAK PLANT | MHTGR LEAD NOAK PLANT | MHTGR REPLICA PLANT | MHTGR REPLICA PLANT | MHTGR REPLICA PLANT | MHTGR REPLICA PLANT | MHTGR NOAK PLANT | MHTGR NOAK PLANT | MHTGR NOAK PLANT | MHTGR NOAK PLANT | MHTGR LARGE NOAK PLANT | MHTGR LARGE NOAK PLANT | MHTGR LARGE NOAK PLANT | MHTGR LARGE NOAK PLANT | MHTGR - SC - Prototype | MHTGR - SC - Prototype | MHTGR - SC - Prototype | MHTGR - SC - Prototype | MHTGR - SC - Replica | MHTGR - SC - Replica | MHTGR - SC - Replica | MHTGR - SC - Replica | MHTGR - SC - Target | MHTGR - SC - Target | MHTGR - SC - Target | MHTGR - SC - Target | MHTGR - GT/IC - Prototype | MHTGR - GT/IC - Prototype | MHTGR - GT/IC - Prototype | MHTGR - GT/IC - Prototype | MHTGR - GT/IC - Replica | MHTGR - GT/IC - Replica | MHTGR - GT/IC - Replica | MHTGR - GT/IC - Replica | MHTGR - GT/IC - Target | MHTGR - GT/IC - Target | MHTGR - GT/IC - Target | MHTGR - GT/IC - Target | MHTGR - -GT/DC - Prototype | MHTGR - -GT/DC - Prototype | MHTGR - -GT/DC - Prototype | MHTGR - -GT/DC - Prototype | MHTGR - -GT/DC - Replica | MHTGR - -GT/DC - Replica | MHTGR - -GT/DC - Replica | MHTGR - -GT/DC - Replica | MHTGR - -GT/DC - Target | MHTGR - -GT/DC - Target | MHTGR - -GT/DC - Target | MHTGR - -GT/DC - Target | DSMR | DSMR | DSMR
[6 empty] | Reactor Group | SMR Gen IV | SMR Gen IV | SMR Gen IV | SMR Gen IV | SMR Gen IV | SMR Gen IV | SMR Gen IV | SMR Gen IV | SMR Gen IV | SMR Gen IV | SMR Gen IV | SMR Gen IV | SMR Gen IV | SMR Gen IV | SMR Gen IV | SMR Gen IV | SMR Gen IV | SMR Gen IV | SMR Gen IV | SMR Gen IV | SMR Gen IV | SMR Gen IV | SMR Gen IV | SMR Gen IV | SMR Gen IV | SMR Gen IV | SMR Gen IV | SMR Gen IV | SMR Gen IV | SMR Gen IV | SMR Gen IV | SMR Gen IV | Large Gen IV | Large Gen IV | Large Gen IV | Large Gen IV | Large Gen IV | Large Gen IV | Large Gen IV | Large Gen IV | Large Gen IV | Large Gen IV | Large Gen IV | Large Gen IV | Large Gen IV | Large Gen IV | Large Gen IV | Large Gen IV | Large Gen IV | Large Gen IV | Large Gen IV | Large Gen IV | Large Gen IV | Large Gen IV | Large Gen IV | Large Gen IV | Large LWR | Large LWR | Large LWR | Large LWR | Large LWR | Large LWR | Large LWR | Large LWR | Large LWR | Large LWR | Large LWR | Large LWR | Large LWR | Large LWR | Large LWR | Large LWR | Large LWR | Large LWR | Large LWR | Large LWR | 0 | 0 | 0 | SMR Gen IV | SAFR | SAFR | SAFR | SMR Gen IV | PRISM | PRISM | PRISM | SMR Gen IV | 0 | 0 | 0 | 0 | 0 | 0 | 0 | 0 | Large LWR | Large LWR | Large LWR | Large LWR | 0 | 0 | 0 | 0 | 0 | 0 | 0 | 0 | 0 | 0 | 0 | 0 | 0 | 0 | 0 | 0 | 0 | 0 | 0 | 0 | 0 | 0 | 0 | 0 | 0 | 0 | 0 | Gen-IV | SMR LWR | SMR LWR | SMR LWR | SMR LWR | 0 | 0 | 0 | 0 | 0 | 0 | 0 | 0 | 0 | 0 | 0 | 0 | 0 | 0 | 0 | 0 | 0 | 0 | 0 | 0 | 0 | 0 | 0 | 0 | 0 | 0 | 0 | 0 | 0 | 0 | 0 | 0 | 0 | 0 | 0 | 0 | 0 | 0 | 0 | 0 | 0 | 0 | 0 | 0 | 0 | 0 | 0 | 0 | 0 | 0 | 0 | 0 | 0 | 0 | 0 | 0 | 0 | 0 | 0 | 0 | 0 | 0 | 0 | 0 | Gen IV | Gen IV | Gen IV
[6 empty] | Estimate Type | 0 | 0 | 0 | 0 | 0 | 0 | 0 | 0 | 0 | 0 | 0 | 0 | 0 | 0 | 0 | 0 | 0 | 0 | 0 | 0 | 0 | 0 | 0 | 0 | 0 | 0 | 0 | 0 | 0 | 0 | 0 | 0 | ME | ME | ME | ME | BE | BE | BE | BE | ME | ME | ME | ME | BE | BE | BE | BE | ME | ME | ME | ME | BE | BE | BE | BE | ME | ME | ME | ME | BE | BE | BE | BE | BE | BE | BE | BE | BE | BE | BE | BE | BE | BE | BE | BE | 0 | 0 | 0 | 0 | 0 | 0 | 0 | 0 | 0 | 0 | 0 | 0 | 0 | 0 | 0 | 0 | 0 | 0 | 0 | 0 | 0 | 0 | 0 | 0 | 0 | 0 | 0 | 0 | 0 | 0 | 0 | 0 | 0 | 0 | 0 | 0 | 0 | 0 | 0 | 0 | 0 | 0 | 0 | 0 | 0 | 0 | 0 | 0 | 0 | 0 | 0 | BE | ME | ME | ME | ME | 0 | 0 | 0 | 0 | 0 | 0 | 0 | 0 | 0 | 0 | 0 | 0 | 0 | 0 | 0 | 0 | 0 | 0 | 0 | 0 | 0 | 0 | 0 | 0 | 0 | 0 | 0 | 0 | 0 | 0 | 0 | 0 | 0 | 0 | 0 | 0 | 0 | 0 | 0 | 0 | 0 | 0 | 0 | 0 | 0 | 0 | 0 | 0 | 0 | 0 | 0 | 0 | 0 | 0 | 0 | 0 | 0 | 0 | 0 | 0 | 0 | 0 | 0 | 0 | 0 | 0 | 0
[6 empty] | Power Block Size (MWe) | 0 | 0 | 0 | 0 | 0 | 0 | 0 | 0 | 0 | 0 | 0 | 0 | 0 | 0 | 0 | 0 | 0 | 0 | 0 | 0 | 0 | 0 | 0 | 0 | 0 | 0 | 0 | 0 | 0 | 0 | 0 | 0 | 0 | 0 | 0 | 0 | 0 | 0 | 0 | 0 | 0 | 0 | 0 | 0 | 0 | 0 | 0 | 0 | 0 | 0 | 0 | 0 | 0 | 0 | 0 | 0 | 0 | 0 | 0 | 0 | 0 | 0 | 0 | 0 | 0 | 0 | 0 | 0 | 0 | 0 | 0 | 0 | 0 | 0 | 0 | 0 | 0 | 0 | 0 | 0 | 0 | 0 | 0 | 0 | 0 | 0 | 0 | 0 | 0 | 0 | 0 | 0 | 0 | 0 | 0 | 0 | 0 | 0 | 0 | 0 | 165 | 165 | 165 | 165 | 311 | 311 | 311 | 311 | 622 | 622 | 622 | 622 | 1244 | 1244 | 1244 | 1244 | 2488 | 2488 | 2488 | 2488 | 3110 | 3110 | 3110 | 3110 | 0 | 0 | 0 | 300 MWth (VTR is not intended for elextricity production) | 0 | 0 | 0 | 0 | 0 | 0 | 0 | 0 | 0 | 0 | 0 | 0 | 0 | 0 | 0 | 0 | 0 | 0 | 0 | 0 | 0 | 0 | 0 | 0 | 0 | 0 | 0 | 0 | 0 | 0 | 0 | 0 | 0 | 0 | 0 | 0 | 0 | 0 | 0 | 0 | 0 | 0 | 0 | 0 | 0 | 0 | 0 | 0 | 0 | 0 | 0 | 0 | 0 | 0 | 0 | 0 | 0 | 0 | 0 | 0 | 0 | 0 | 0 | 0 | 0 | 0 | 0 | 0 | 1000 | 1000 | 1000
[6 empty] | Data Grouping 4 | 0 | 0 | 0 | 0 | 0 | 0 | 0 | 0 | 0 | 0 | 0 | 0 | 0 | 0 | 0 | 0 | 0 | 0 | 0 | 0 | 0 | 0 | 0 | 0 | 0 | 0 | 0 | 0 | 0 | 0 | 0 | 0 | 0 | 0 | 0 | 0 | 0 | 0 | 0 | 0 | 0 | 0 | 0 | 0 | 0 | 0 | 0 | 0 | 0 | 0 | 0 | 0 | 0 | 0 | 0 | 0 | 0 | 0 | 0 | 0 | 0 | 0 | 0 | 0 | 0 | 0 | 0 | 0 | 0 | 0 | 0 | 0 | 0 | 0 | 0 | 0 | 0 | 0 | 0 | 0 | 0 | 0 | 0 | 0 | 0 | 0 | 0 | 0 | 0 | 0 | 0 | 0 | 0 | 0 | 0 | 0 | 0 | 0 | 0 | 0 | 0 | 0 | 0 | 0 | 0 | 0 | 0 | 0 | 0 | 0 | 0 | 0 | 0 | 0 | 0 | 0 | 0 | 0 | 0 | 0 | 0 | 0 | 0 | 0 | 0 | 0 | 0 | 0 | 0 | 0 | 0 | 0 | 0 | 0 | 0 | 0 | 0 | 0 | 0 | 0 | 0 | 0 | 0 | 0 | 0 | 0 | 0 | 0 | 0 | 0 | 0 | 0 | 0 | 0 | 0 | 0 | 0 | 0 | 0 | 0 | 0 | 0 | 0 | 0 | 0 | 0 | 0 | 0 | 0 | 0 | 0 | 0 | 0 | 0 | 0 | 0 | 0 | 0 | 0 | 0 | 0 | 0 | 0 | 0 | 0 | 0 | 0 | 0 | 0 | 0 | 0 | 0 | 0 | 0 | 0 | 0 | 0 | 0 | 0
[6 empty] | Estimate Complete? (Yes=1 ,No=0) | 1 | 1 | 1 | 1 | 1 | 1 | 1 | 1 | 1 | 1 | 1 | 1 | 1 | 1 | 1 | 1 | 1 | 1 | 1 | 1 | 1 | 1 | 1 | 1 | 1 | 1 | 1 | 1 | 1 | 1 | 1 | 1 | 0 | 0 | 0 | 1 | 0 | 0 | 0 | 1 | 0 | 0 | 0 | 0 | 0 | 0 | 0 | 1 | 0 | 0 | 0 | 0 | 0 | 0 | 0 | 1 | 1 | 1 | 1 | 1 | 1 | 1 | 1 | 1 | 1 | 1 | 1 | 1 | 1 | 1 | 1 | 1 | 1 | 1 | 1 | 1 | 0 | 0 | 0 | 1 | 1 | 1 | 1 | 1 | 1 | 1 | 1 | 1 | 1 | 1 | 1 | 1 | 1 | 1 | 1 | 1 | 0 | 0 | 0 | 0 | 1 | 1 | 1 | 1 | 1 | 1 | 1 | 1 | 1 | 1 | 1 | 1 | 1 | 1 | 1 | 1 | 1 | 1 | 1 | 1 | 1 | 1 | 1 | 1 | 0 | 0 | 0 | 0 | 1 | 1 | 1 | 1 | 1 | 1 | 1 | 1 | 1 | 1 | 1 | 1 | 1 | 1 | 1 | 0 | 0 | 0 | 0 | 0 | 0 | 0 | 0 | 0 | 0 | 0 | 0 | 1 | 0 | 0 | 0 | 0 | 1 | 1 | 1 | 0 | 1 | 1 | 1 | 0 | 1 | 1 | 1 | 1 | 1 | 1 | 1 | 0 | 1 | 1 | 1 | 0 | 1 | 1 | 1 | 1 | 1 | 1 | 1 | 0 | 1 | 1 | 1 | 0 | 1 | 1 | 1 | 1 | 0 | 0 | 0
[6 empty] | Deployment Type (FOAK,NOAK, # Deployment) | NOAK | NOAK | NOAK | NOAK | NOAK | NOAK | NOAK | NOAK | FOAK | FOAK | FOAK | FOAK | FOAK | FOAK | FOAK | FOAK | NOAK | NOAK | NOAK | NOAK | NOAK | NOAK | NOAK | NOAK | FOAK | FOAK | FOAK | FOAK | FOAK | FOAK | FOAK | FOAK | FOAK | FOAK | FOAK | FOAK | NOAK | NOAK | NOAK | NOAK | FOAK | FOAK | FOAK | FOAK | NOAK | NOAK | NOAK | NOAK | FOAK | FOAK | FOAK | BOAK | NOAK | NOAK | NOAK | NOAK | NOAK | NOAK | NOAK | FOAK | NOAK | NOAK | NOAK | NOAK | NOAK | NOAK | NOAK | NOAK | NOAK | NOAK | NOAK | NOAK | NOAK | NOAK | NOAK | NOAK | Commercial | Commercial | Commercial | FOAK | FOAK | FOAK | FOAK | FOAK | FOAK | FOAK | FOAK | FOAK | FOAK | FOAK | FOAK | NOAK | FOAK | FOAK | FOAK | NOAK | 0 | 0 | 0 | NOAK | FOAK | FOAK | FOAK | BOAK | BOAK | BOAK | BOAK | BOAK | BOAK | BOAK | BOAK | BOAK | BOAK | BOAK | BOAK | BOAK | BOAK | BOAK | BOAK | BOAK | BOAK | BOAK | BOAK | BOAK | 0 | 0 | 0 | FOAK | NOAK | NOAK | NOAK | NOAK | FOAK | FOAK | FOAK | FOAK | NOAK | NOAK | NOAK | NOAK | NOAK | NOAK | NOAK | NOAK | NOAK | NOAK | NOAK | NOAK | BOAK | BOAK | BOAK | BOAK | NOAK | NOAK | NOAK | NOAK | NOAK | NOAK | NOAK | NOAK | FOAK | FOAK | FOAK | FOAK | NOAK | NOAK | NOAK | FOAK | NOAK | NOAK | NOAK | NOAK | FOAK | FOAK | FOAK | FOAK | FOAK | FOAK | FOAK | FOAK | NOAK | NOAK | NOAK | NOAK | FOAK | FOAK | FOAK | FOAK | FOAK | FOAK | FOAK | FOAK | NOAK | NOAK | NOAK | NOAK | FOAK | FOAK | FOAK
[6 empty] | Quantity of Reactors | 1 | 1 | 1 | 1 | 4 | 4 | 4 | 4 | 1 | 1 | 1 | 1 | 4 | 4 | 4 | 4 | 1 | 1 | 1 | 1 | 4 | 4 | 4 | 4 | 1 | 1 | 1 | 1 | 4 | 4 | 4 | 4 | 2 | 2 | 2 | 2 | 2 | 2 | 2 | 2 | 1 | 1 | 1 | 1 | 4 | 4 | 4 | 4 | 1 | 1 | 1 | 1 | 4 | 4 | 4 | 4 | 1 | 1 | 1 | 1 | 1 | 1 | 1 | 1 | 1 | 1 | 1 | 1 | 1 | 1 | 1 | 1 | 1 | 1 | 1 | 1 | 8 | 8 | 8 | 8 | 2 | 2 | 2 | 2 | 6 | 6 | 6 | 6 | 1 | 1 | 1 | 1 | 12 | 12 | 12 | 6 | 0 | 0 | 0 | 0 | 1 | 1 | 1 | 1 | 1 | 1 | 1 | 1 | 2 | 2 | 2 | 2 | 4 | 4 | 4 | 4 | 8 | 8 | 8 | 8 | 10 | 10 | 10 | 10 | 0 | 0 | 0 | 1 | 12 | 12 | 12 | 12 | 1 | 1 | 1 | 1 | 0 | 0 | 0 | 1 | 0 | 0 | 0 | 1 | 4 | 4 | 4 | 4 | 4 | 4 | 4 | 4 | 4 | 4 | 4 | 4 | 4 | 4 | 4 | 8 | 4 | 4 | 4 | 4 | 4 | 4 | 4 | 4 | 4 | 4 | 4 | 4 | 4 | 4 | 4 | 4 | 4 | 4 | 4 | 4 | 4 | 4 | 4 | 4 | 4 | 4 | 4 | 4 | 4 | 4 | 4 | 4 | 4 | 4 | 4 | 4 | 1 | 1 | 1
[6 empty] | Thermal Efficiency (%) | 0% | 0% | 0% | 45% | 40% | 40% | 40% | 45% | 40% | 40% | 40% | 45% | 40% | 40% | 40% | 45% | 40% | 40% | 40% | 45% | 40% | 40% | 40% | 45% | 40% | 40% | 40% | 45% | 40% | 40% | 40% | 45% | - | - | - | 33% | - | - | - | 33% | - | - | - | 40% | - | - | - | 40% | - | - | - | 40% | - | - | - | 40% | 33% | 33% | 33% | 33% | 33% | 33% | 33% | 33% | 33% | 33% | 33% | 33% | 33% | 33% | 33% | 33% | 33% | 33% | 33% | 33% | 0% | 0% | 0% | 40% | 0% | 0% | 0% | 40% | 0% | 0% | 0% | 40% | 0% | 0% | 0% | 33% | 0% | 0% | 0% | 33% | 0% | 0% | 0% | 0% | 0% | 0% | 0% | 35% | 0% | 0% | 0% | 35% | 0% | 0% | 0% | 35% | 0% | 0% | 0% | 35% | 0% | 0% | 0% | 35% | 0% | 0% | 0% | 35% | 0% | 0% | 0% | PRISM efficiency to compute Mwe | 45% | 45% | 45% | 33% | 38% | 38% | 38% | 38% | 45% | 45% | 45% | 45% | 4500% | 4500% | 4500% | 45% | 0% | 0% | 0% | 39.1% | 0% | 0% | 0% | 39.1% | 0% | 0% | 0% | 39.1% | 0% | 0% | 0% | 39.1% | 38.5% | 38.5% | 38.5% | 38.5% | 38.5% | 38.5% | 38.5% | 38.5% | 38.5% | 38.5% | 38.5% | 38.5% | 44.8% | 44.8% | 44.8% | 44.8% | 44.8% | 44.8% | 44.8% | 44.8% | 44.8% | 44.8% | 44.8% | 44.8% | 48.3% | 48.3% | 48.3% | 48.3% | 48.3% | 48.3% | 48.3% | 48.3% | 48.3% | 48.3% | 48.3% | 48.3% | 40% | 40% | 40%
[6 empty] | Reactor Size Per Unit (MWe) | 281 | 281 | 281 | 281 | 164 | 164 | 164 | 281 | 281 | 281 | 281 | 281 | 281 | 281 | 281 | 281 | 164 | 164 | 164 | 164 | 164 | 164 | 164 | 164 | 164 | 164 | 164 | 164 | 164 | 164 | 164 | 164 | 1100 | 1100 | 1100 | 1100 | 1100 | 1100 | 1100 | 1100 | 275 | 275 | 275 | 275 | 275 | 275 | 275 | 275 | 154 | 154 | 154 | 154 | 154 | 154 | 154 | 154 | 1144 | 1144 | 1144 | 1144 | 1144 | 1144 | 1144 | 1144 | 587 | 587 | 587 | 587 | 1144 | 1144 | 1144 | 1144 | 587 | 587 | 587 | 587 | 350 | 350 | 350 | 133 | 300 | 300 | 300 | 300 | 104 | 104 | 104 | 104 | 290 | 290 | 290 | 290 | 74 | 74 | 74 | 77 | 0 | 0 | 0 | 0 | 165 | 165 | 165 | 165 | 311 | 311 | 311 | 311 | 311 | 311 | 311 | 311 | 311 | 311 | 311 | 311 | 311 | 311 | 311 | 311 | 311 | 311 | 311 | 311 | 0 | 0 | 0 | VTR is not intended for elextricity production | 60 | 60 | 60 | 60 | 380 | 380 | 380 | 380 | 1500 | 1500 | 1500 | 1500 | 1500 | 1500 | 1500 | 1500 | 540 | 540 | 540 | 540 | 540 | 540 | 540 | 540 | 540 | 540 | 540 | 540 | 540 | 540 | 540 | 540 | 173.25 | 173.25 | 173.25 | 173.25 | 173.25 | 173.25 | 173.25 | 173.25 | 173.25 | 173.25 | 173.25 | 173.25 | 201.5 | 201.5 | 201.5 | 201.5 | 201.5 | 201.5 | 201.5 | 201.5 | 201.5 | 201.5 | 201.5 | 201.5 | 217.25 | 217.25 | 217.25 | 217.25 | 217.25 | 217.25 | 217.25 | 217.25 | 217.25 | 217.25 | 217.25 | 217.25 | #REF! | 0 | 0
[6 empty] | Reactor Outlet Temperature (ROT) | 750 | 750 | 750 | 750 | 750 | 750 | 750 | 750 | 750 | 750 | 750 | 750 | 750 | 750 | 750 | 750 | 750 | 750 | 750 | 750 | 750 | 750 | 750 | 750 | 750 | 750 | 750 | 750 | 750 | 750 | 750 | 750 | 0 | 0 | 0 | 0 | 0 | 0 | 0 | 0 | 0 | 0 | 0 | 0 | 0 | 0 | 0 | 0 | - | - | - | - | - | - | - | - | 0 | 0 | 0 | 618 | 0 | 0 | 0 | 618 | 0 | 0 | 0 | 618 | 618 | 618 | 618 | 618 | 618 | 618 | 618 | 618 | 0 | 0 | 0 | 1268 | 0 | 0 | 0 | 650 | 0 | 0 | 0 | 630 | 0 | 0 | 0 | 0 | 0 | 0 | 0 | 0 | 0 | 0 | 0 | 0 | 0 | 0 | 0 | 0 | 0 | 0 | 0 | 0 | 0 | 0 | 0 | 0 | 0 | 0 | 0 | 0 | 0 | 0 | 0 | 0 | 0 | 0 | 0 | 0 | 0 | 0 | 0 | 0 | - | - | - | - | 510 | 510 | 510 | 510 | 700C | 700C | 700C | 700 | 700C | 700C | 700C | 700 | 0 | 0 | 0 | 193 | 0 | 0 | 0 | 193 | 0 | 0 | 0 | 193 | 0 | 0 | 0 | 193 | 0 | 0 | 0 | 850 | 0 | 0 | 0 | 850 | 0 | 0 | 0 | 850 | 850 | 850 | 850 | 850 | 850 | 850 | 850 | 850 | 850 | 850 | 850 | 850 | 850 | 850 | 850 | 850 | 850 | 850 | 850 | 850 | 850 | 850 | 850 | 850 | 704 | 704 | 704
[6 empty] | Power Cycle | Yes | Yes | Yes | Yes | Yes | Yes | Yes | Yes | Yes | Yes | Yes | Yes | Yes | Yes | Yes | Yes | Yes | Yes | Yes | Yes | Yes | Yes | Yes | Yes | Yes | Yes | Yes | Yes | Yes | Yes | Yes | Yes | 0 | 0 | 0 | 0 | 0 | 0 | 0 | 0 | 0 | 0 | 0 | 0 | 0 | 0 | 0 | 0 | 0 | 0 | 0 | 0 | 0 | 0 | 0 | 0 | 0 | 0 | 0 | 0 | 0 | 0 | 0 | 0 | 0 | 0 | 0 | 0 | 0 | 0 | 0 | 0 | 0 | 0 | 0 | 0 | 0 | 0 | 0 | 0 | 0 | 0 | 0 | 0 | 0 | 0 | 0 | 0 | 0 | 0 | 0 | 0 | 0 | 0 | 0 | 0 | 0 | 0 | 0 | 0 | 0 | 0 | 0 | 0 | 0 | 0 | 0 | 0 | 0 | 0 | 0 | 0 | 0 | 0 | 0 | 0 | 0 | 0 | 0 | 0 | 0 | 0 | 0 | 0 | 0 | 0 | 0 | 0 | 0 | 0 | 0 | 0 | Rankine | Rankine | Rankine | Rankine | 0 | 0 | 0 | 0 | 0 | 0 | 0 | 0 | 0 | 0 | 0 | 0 | 0 | 0 | 0 | 0 | 0 | 0 | 0 | 0 | 0 | 0 | 0 | 0 | 0 | 0 | 0 | 0 | 0 | 0 | 0 | 0 | 0 | 0 | 0 | 0 | 0 | 0 | 0 | 0 | 0 | 0 | 0 | 0 | 0 | 0 | 0 | 0 | 0 | 0 | 0 | 0 | 0 | 0 | 0 | 0 | 0 | 0 | 0 | 0 | 0 | 0 | 0
[6 empty] | Power Cycle Type | Brayton | Brayton | Brayton | Brayton | Brayton | Brayton | Brayton | Brayton | Brayton | Brayton | Brayton | Brayton | Brayton | Brayton | Brayton | Brayton | Brayton | Brayton | Brayton | Brayton | Brayton | Brayton | Brayton | Brayton | Brayton | Brayton | Brayton | Brayton | Brayton | Brayton | Brayton | Brayton | 0% | 0% | 0% | 0% | 0% | 0% | 0% | 0% | 0% | 0% | 0% | 0% | 0% | 0% | 0% | 0% | 0% | 0% | 0% | 0% | 0% | 0% | 0% | 0% | 0% | 0% | 0% | 341700% | 0% | 0% | 0% | 0% | 0% | 0% | 0% | 0% | 0% | 0% | 0% | 0% | 0% | 0% | 0% | 0% | 0% | 0% | 0% | 0% | 0% | 0% | 0% | 0% | 0% | 0% | 0% | 0% | 0% | 0% | 0% | 0% | 0% | 0% | 0% | 0% | 0% | 0% | 0% | 0% | 0% | 0% | 0% | 0% | 0% | 0% | 0% | 0% | 0% | 0% | 0% | 0% | 0% | 0% | 0% | 0% | 0% | 0% | 0% | 0% | 0% | 0% | 0% | 0% | 0% | 0% | 0% | 0% | 0% | 0% | 0% | 0% | 0% | 0% | 0% | 0% | Rankine | Rankine | Rankine | Rankine | Rankine | Rankine | Rankine | Rankine | 0% | 0% | 0% | 0% | 0% | 0% | 0% | 0% | 0% | 0% | 0% | 0% | 0% | 0% | 0% | 0% | 0% | 0% | 0% | 0% | 0% | 0% | 0% | 0% | 0% | 0% | 0% | 0% | 0% | 0% | 0% | 0% | 0% | 0% | 0% | 0% | 0% | 0% | 0% | 0% | 0% | 0% | 0% | 0% | 0% | 0% | 0% | 0% | 0% | 0% | 0% | 0% | 0% | 0% | 0%
[6 empty] | Total Reactor Size (MWe) | 281 | 281 | 281 | 281 | 164 | 164 | 164 | 1124 | 281 | 281 | 281 | 281 | 1124 | 1124 | 1124 | 1124 | 164 | 164 | 164 | 164 | 656 | 656 | 656 | 656 | 164 | 164 | 164 | 164 | 656 | 656 | 656 | 656 | 2200 | 2200 | 2200 | 2200 | 2200 | 2200 | 2200 | 2200 | 275 | 275 | 275 | 275 | 1100 | 1100 | 1100 | 1100 | 154 | 154 | 154 | 154 | 616 | 616 | 616 | 616 | 1144 | 1144 | 1144 | 1144 | 1144 | 1144 | 1144 | 1144 | 1144 | 1144 | 1144 | 587 | 1144 | 1144 | 1144 | 1144 | 587 | 587 | 587 | 587 | 2800 | 2800 | 2800 | 1064 | 600 | 600 | 600 | 600 | 624 | 624 | 624 | 624 | 290 | 290 | 290 | 290 | 888 | 888 | 888 | 462 | 0 | 0 | 0 | 0 | 165 | 165 | 165 | 165 | 311 | 311 | 311 | 311 | 622 | 622 | 622 | 622 | 1244 | 1244 | 1244 | 1244 | 2488 | 2488 | 2488 | 2488 | 3110 | 3110 | 3110 | 3110 | 0 | 0 | 0 | VTR is not intended for elextricity production | 720 | 720 | 720 | 720 | 380 | 380 | 380 | 380 | 1500 | 1500 | 1500 | 1500 | 1500 | 1500 | 1500 | 1500 | 2160 | 2160 | 2160 | 2160 | 2160 | 2160 | 2160 | 2160 | 2160 | 2160 | 2160 | 2160 | 2160 | 2160 | 2160 | 2160 | 693 | 693 | 693 | 693 | 693 | 693 | 693 | 693 | 693 | 693 | 693 | 693 | 806 | 806 | 806 | 806 | 806 | 806 | 806 | 806 | 806 | 806 | 806 | 806 | 869 | 869 | 869 | 869 | 869 | 869 | 869 | 869 | 869 | 869 | 869 | 869 | 1000 | 1000 | 1000
[6 empty] | Capacity Factor (%) | 0 | 0 | 0 | 0 | 0 | 0 | 0 | 0 | 0 | 0 | 0 | 0 | 0 | 0 | 0 | 0 | 0 | 0 | 0 | 0 | 0 | 0 | 0 | 0 | 0 | 0 | 0 | 0 | 0 | 0 | 0 | 0 | 0.85 | 0.85 | 0.85 | 0.85 | 0.85 | 0.85 | 0.85 | 0.85 | 0 | 0 | 0 | 0 | 0 | 0 | 0 | 0 | 0 | 0 | 0 | 0 | 0 | 0 | 0 | 0 | 0.95 | 0.95 | 0.95 | 0.95 | 0.95 | 0.95 | 0.95 | 0.95 | 0.95 | 0.95 | 0.95 | 0.95 | 0.95 | 0.95 | 0.95 | 0.95 | 0.95 | 0.95 | 0.95 | 0.95 | 0 | 0 | 0 | 0.72 | 0.72 | 0.72 | 0.72 | 0.75 | 0.72 | 0.72 | 0.72 | 0.72 | 0 | 0 | 0 | 0 | 0 | 0 | 0 | 0 | 0 | 0 | 0 | 0 | 0 | 0 | 0 | 0 | 0 | 0 | 0 | 0 | 0 | 0 | 0 | 0 | 0 | 0 | 0 | 0 | 0 | 0 | 0 | 0 | 0 | 0 | 0 | 0 | 0 | 0 | 0 | 0 | 0 | 0 | 0 | 0 | 0 | 0 | 0 | 0 | 0.92 | 0.92 | 0.92 | 0.92 | 0.92 | 0.92 | 0.92 | 0.92 | 0 | 0 | 0 | 0.8 | 0.8 | 0.8 | 0.8 | 0.8 | 0.8 | 0.8 | 0.8 | 0.8 | 0.8 | 0.8 | 0.8 | 0.8 | 0.86 | 0.86 | 0.86 | 0.78 | 0.86 | 0.86 | 0.86 | 0.81 | 0.86 | 0.86 | 0.86 | 0.84 | 0.78 | 0.78 | 0.78 | 0.78 | 0.81 | 0.81 | 0.81 | 0.81 | 0.84 | 0.84 | 0.84 | 0.84 | 0.78 | 0.78 | 0.78 | 0.78 | 0.81 | 0.81 | 0.81 | 0.81 | 0.84 | 0.84 | 0.84 | 0.84 | 75 | 75 | 75
[6 empty] | Source Dollar Year | 2009 | 2009 | 2009 | 2009 | 2009 | 2009 | 2009 | 2009 | 2009 | 2009 | 2009 | 2009 | 2009 | 2009 | 2009 | 2009 | 2009 | 2009 | 2009 | 2009 | 2009 | 2009 | 2009 | 2009 | 2009 | 2009 | 2009 | 2009 | 2009 | 2009 | 2009 | 2009 | 2017 | 2017 | 2017 | 2017 | 2017 | 2017 | 2017 | 2017 | 2017 | 2017 | 2017 | 2017 | 2017 | 2017 | 2017 | 2017 | 2017 | 2017 | 2017 | 2017 | 2017 | 2017 | 2017 | 2017 | 1987 | 1987 | 1987 | 1987 | 1987 | 1987 | 1987 | 1987 | 1987 | 1987 | 1987 | 1987 | 1987 | 1987 | 1987 | 1987 | 1987 | 1987 | 1987 | 1987 | 1988 | 1988 | 1988 | 1988 | 1988 | 1988 | 1988 | 1988 | 1988 | 1988 | 1988 | 1988 | 2023 | 2023 | 2023 | 2023 | 2022 | 2022 | 2022 | 2022 | 0 | 0 | 0 | 0 | 2023 | 2023 | 2023 | 2023 | 2023 | 2023 | 2023 | 2023 | 2023 | 2023 | 2023 | 2023 | 2023 | 2023 | 2023 | 2023 | 2023 | 2023 | 2023 | 2023 | 2023 | 2023 | 2023 | 2023 | 2020 | 2020 | 2020 | 2020 | 2015 | 2015 | 2015 | 2015 | 2017 | 2017 | 2017 | 2017 | 2011 | 2011 | 2011 | 2011 | 2011 | 2011 | 2011 | 2011 | 1987 | 1987 | 1987 | 1987 | 1987 | 1987 | 1987 | 1987 | 1987 | 1987 | 1987 | 1987 | 1987 | 1987 | 1987 | 1987 | 1992 | 1992 | 1992 | 1992 | 1992 | 1992 | 1992 | 1992 | 1992 | 1992 | 1992 | 1992 | 1992 | 1992 | 1992 | 1992 | 1992 | 1992 | 1992 | 1992 | 1992 | 1992 | 1992 | 1992 | 1992 | 1992 | 1992 | 1992 | 1992 | 1992 | 1992 | 1992 | 1992 | 1992 | 1992 | 1992 | 1978 | 1978 | 1978
|  | Levels |  |  |  | Unit | $ | $ | $ | $ | $ | $ | $ | $ | $ | $ | $ | $ | $ | $ | $ | $ | $ | $ | $ | $ | $ | $ | $ | $ | $ | $ | $ | $ | $ | $ | $ | $ | $ | $ | $ | $ | $ | $ | $ | $ | $ | $ | $ | $ | $ | $ | $ | $ | $ | $ | $ | $ | $ | $ | $ | $ | $ | $ | $ | $ | $ | $ | $ | $ | $ | $ | $ | $ | $ | $ | $ | $ | $ | $ | $ | $ | $ | $ | $ | $ | $ | $ | $ | $ | $ | $ | $ | $ | $ | $ | $ | $ | $ | $ | $ | $ | 0 | 0 | 0 | 0 | $ | $ | $ | $ | $ | $ | $ | $ | $ | $ | $ | $ | $ | $ | $ | $ | $ | $ | $ | $ | $ | $ | $ | $ | $ | $ | $ | $ | $ | $ | $ | $ | $ | $ | $ | $ | $ | $ | $ | $ | $ | $ | $ | $ | $ | $ | $ | $ | $ | $ | $ | $ | $ | $ | $ | $ | $ | $ | $ | $ | $ | $ | $ | $ | $ | $ | $ | $ | $ | $ | $ | $ | $ | $ | $ | $ | $ | $ | $ | $ | $ | $ | $ | $ | $ | $ | $ | $ | $ | $ | $ | $ | $ | $ | $ | $ | $ | $ | $
| All | 1 | 2 | 3 | 4+ | Account Title | Factory Equipment Costs (2022 USD) | Site Labor Cost (2022 USD) | Site Material Cost (2022 USD) | Total Costs (2022 USD) | Factory Equipment Costs (2022 USD) | Site Labor Cost (2022 USD) | Site Material Cost (2022 USD) | Total Costs (2022 USD) | Factory Equipment Costs (2022 USD) | Site Labor Cost (2022 USD) | Site Material Cost (2022 USD) | Total Costs (2022 USD) | Factory Equipment Costs (2022 USD) | Site Labor Cost (2022 USD) | Site Material Cost (2022 USD) | Total Costs (2022 USD) | Factory Equipment Costs (2022 USD) | Site Labor Cost (2022 USD) | Site Material Cost (2022 USD) | Total Costs (2022 USD) | Factory Equipment Costs (2022 USD) | Site Labor Cost (2022 USD) | Site Material Cost (2022 USD) | Total Costs (2022 USD) | Factory Equipment Costs (2022 USD) | Site Labor Cost (2022 USD) | Site Material Cost (2022 USD) | Total Costs (2022 USD) | Factory Equipment Costs (2022 USD) | Site Labor Cost (2022 USD) | Site Material Cost (2022 USD) | Total Costs (2022 USD) | Factory Equipment Costs (2022 USD) | Site Labor Cost (2022 USD) | Site Material Cost (2022 USD) | Total Costs (2022 USD) | Factory Equipment Costs (2022 USD) | Site Labor Cost (2022 USD) | Site Material Cost (2022 USD) | Total Costs (2022 USD) | Factory Equipment Costs (2022 USD) | Site Labor Cost (2022 USD) | Site Material Cost (2022 USD) | Total Costs (2022 USD) | Factory Equipment Costs (2022 USD) | Site Labor Cost (2022 USD) | Site Material Cost (2022 USD) | Total Costs (2022 USD) | Factory Equipment Costs (2022 USD) | Site Labor Cost (2022 USD) | Site Material Cost (2022 USD) | Total Costs (2022 USD) | Factory Equipment Costs (2022 USD) | Site Labor Cost (2022 USD) | Site Material Cost (2022 USD) | Total Costs (2022 USD) | Factory Equipment Costs (2022 USD) | Site Labor Cost (2022 USD) | Site Material Cost (2022 USD) | Total Costs (2022 USD) | Factory Equipment Costs (2022 USD) | Site Labor Cost (2022 USD) | Site Material Cost (2022 USD) | Total Costs (2022 USD) | Factory Equipment Costs (2022 USD) | Site Labor Cost (2022 USD) | Site Material Cost (2022 USD) | Total Costs (2022 USD) | Factory Equipment Costs (2022 USD) | Site Labor Cost (2022 USD) | Site Material Cost (2022 USD) | Total Costs (2022 USD) | Factory Equipment Costs (2022 USD) | Site Labor Cost (2022 USD) | Site Material Cost (2022 USD) | Total Costs (2022 USD) | Factory Equipment Costs (2022 USD) | Site Labor Cost (2022 USD) | Site Material Cost (2022 USD) | Total Costs (2022 USD) | Factory Equipment Costs (2022 USD) | Site Labor Cost (2022 USD) | Site Material Cost (2022 USD) | Total Costs (2022 USD) | Factory Equipment Costs (2022 USD) | Site Labor Cost (2022 USD) | Site Material Cost (2022 USD) | Total Costs (2022 USD) | Factory Equipment Costs (2022 USD) | Site Labor Cost (2022 USD) | Site Material Cost (2022 USD) | Total Costs (2022 USD) | Factory Equipment Costs (2022 USD) | Site Labor Cost (2022 USD) | Site Material Cost (2022 USD) | Total Costs (2022 USD) | Factory Equipment Costs (2022 USD) | Site Labor Cost (2022 USD) | Site Material Cost (2022 USD) | Total Costs (2022 USD) | Factory Equipment Costs (2022 USD) | Site Labor Cost (2022 USD) | Site Material Cost (2022 USD) | Total Costs (2022 USD) | Factory Equipment Costs (2022 USD) | Site Labor Cost (2022 USD) | Site Material Cost (2022 USD) | Total Costs (2022 USD) | Factory Equipment Costs (2022 USD) | Site Labor Cost (2022 USD) | Site Material Cost (2022 USD) | Total Costs (2022 USD) | Factory Equipment Costs (2022 USD) | Site Labor Cost (2022 USD) | Site Material Cost (2022 USD) | Total Costs (2022 USD) | Factory Equipment Costs (2022 USD) | Site Labor Cost (2022 USD) | Site Material Cost (2022 USD) | Total Costs (2022 USD) | Factory Equipment Costs (2022 USD) | Site Labor Cost (2022 USD) | Site Material Cost (2022 USD) | Total Costs (2022 USD) | Factory Equipment Costs (2022 USD) | Site Labor Cost (2022 USD) | Site Material Cost (2022 USD) | Total Costs (2022 USD) | Factory Equipment Costs (2022 USD) | Site Labor Cost (2022 USD) | Site Material Cost (2022 USD) | Total Costs (2022 USD) | Factory Equipment Costs (2022 USD) | Site Labor Cost (2022 USD) | Site Material Cost (2022 USD) | Total Costs (2022 USD) | Factory Equipment Costs (2022 USD) | Site Labor Cost (2022 USD) | Site Material Cost (2022 USD) | Total Costs (2022 USD) | Factory Equipment Costs (2022 USD) | Site Labor Cost (2022 USD) | Site Material Cost (2022 USD) | Total Costs (2022 USD) | Factory Equipment Costs (2022 USD) | Site Labor Cost (2022 USD) | Site Material Cost (2022 USD) | Total Costs (2022 USD) | Factory Equipment Costs (2022 USD) | Site Labor Cost (2022 USD) | Site Material Cost (2022 USD) | Total Costs (2022 USD) | Factory Equipment Costs (2022 USD) | Site Labor Cost (2022 USD) | Site Material Cost (2022 USD) | Total Costs (2022 USD) | Factory Equipment Costs (2022 USD) | Site Labor Cost (2022 USD) | Site Material Cost (2022 USD) | Total Costs (2022 USD) | Factory Equipment Costs (2022 USD) | Site Labor Cost (2022 USD) | Site Material Cost (2022 USD) | Total Costs (2022 USD) | Factory Equipment Costs (2022 USD) | Site Labor Cost (2022 USD) | Site Material Cost (2022 USD) | Total Costs (2022 USD) | Factory Equipment Costs (2022 USD) | Site Labor Cost (2022 USD) | Site Material Cost (2022 USD) | Total Costs (2022 USD) | Factory Equipment Costs (2022 USD) | Site Labor Cost (2022 USD) | Site Material Cost (2022 USD) | Total Costs (2022 USD) | Factory Equipment Costs (2022 USD) | Site Labor Cost (2022 USD) | Site Material Cost (2022 USD) | Total Costs (2022 USD) | Factory Equipment Costs (2022 USD) | Site Labor Cost (2022 USD) | Site Material Cost (2022 USD) | Total Costs (2022 USD) | Factory Equipment Costs (2022 USD) | Site Labor Cost (2022 USD) | Site Material Cost (2022 USD) | Total Costs (2022 USD) | Factory Equipment Costs (2022 USD) | Site Labor Cost (2022 USD) | Site Material Cost (2022 USD) | Total Costs (2022 USD) | Factory Equipment Costs (2022 USD) | Site Labor Cost (2022 USD) | Site Material Cost (2022 USD) | Total Costs (2022 USD) | Factory Equipment Costs (2022 USD) | Site Labor Cost (2022 USD) | Site Material Cost (2022 USD)
10 | 10 | 10 |  |  |  | Capitalized Pre-Construction Costs | 0 | 0 | 0 | 448.4583 | 0 | 0 | 0 | 193.6509 | 0 | 0 | 0 | 510.0861 | 0 | 0 | 0 | 209.0579 | 0 | 0 | 0 | 707.1824 | 0 | 0 | 0 | 270.5918 | 0 | 0 | 0 | 812.7764 | 0 | 0 | 0 | 296.9903 | 0 | 0 | 0 | 325.9549 | 0 | 0 | 0 | 325.9549 | 0 | 0 | 0 | 325.9549 | 0 | 0 | 0 | 325.9549 | 0 | 0 | 0 | 325.9549 | 0 | 0 | 0 | 325.9549 | 0 | 0 | 0 | 346.9446 | 0 | 0 | 0 | 337.8864 | 0 | 0 | 0 | 341.5107 | 0 | 0 | 0 | 336.0813 | 0 | 0 | 0 | 339.6383 | 0 | 0 | 0 | 325.9549 | 0 | 0 | 0 | 325.9549 | 0 | 0 | 0 | 325.9549 | 0 | 0 | 0 | 325.9549 | 0 | 0 | 0 | 325.9549 | #DIV/0! | #DIV/0! | #DIV/0! | #N/A | 0 | 0 | 0 | 460.1571 | 0 | 0 | 0 | 294.8258 | 0 | 0 | 0 | 201.4712 | 0 | 0 | 0 | 154.863 | 0 | 0 | 0 | 131.5399 | 0 | 0 | 0 | 126.8873 | #DIV/0! | #DIV/0! | #DIV/0! | #VALUE! | 0 | 0 | 0 | 325.9549 | 0 | 0 | 0 | 325.9549 | 0 | 0 | 0 | 328.7372 | 0 | 0 | 0 | 328.7372 | 0 | 0 | 0 | 328.8434 | 0 | 0 | 0 | 328.0909 | 0 | 0 | 0 | 327.4895 | 0 | 0 | 0 | 338.7067 | 0 | 0 | 0 | 321.348 | 0 | 0 | 0 | 320.7295 | 0 | 0 | 0 | 320.6652 | 0 | 0 | 0 | 320.7438 | 0 | 0 | 0 | 320.2102 | 0 | 0 | 0 | 320.1578 | 0 | 0 | 0 | 318.5893 | 0 | 0 | 0 | 318.0924 | 0 | 0 | 0 | 318.0352 | #REF! | #REF! | #REF!
10 | 11 |  | 11 |  |  | Land and Land Rights | 0 | 0 | 0 | 23.703 | 0 | 0 | 0 | 11.8515 | 0 | 0 | 0 | 23.703 | 0 | 0 | 0 | 11.8515 | 0 | 0 | 0 | 40.6131 | 0 | 0 | 0 | 20.3065 | 0 | 0 | 0 | 40.6131 | 0 | 0 | 0 | 20.3065 | 0 | 0 | 0 | 2.376 | 0 | 0 | 0 | 2.376 | 0 | 0 | 0 | 2.376 | 0 | 0 | 0 | 2.376 | 0 | 0 | 0 | 2.376 | 0 | 0 | 0 | 2.376 | 0 | 0 | 0 | 2.376 | 0 | 0 | 0 | 2.376 | 0 | 0 | 0 | 2.376 | 0 | 0 | 0 | 2.376 | 0 | 0 | 0 | 2.376 | 0 | 0 | 0 | 2.376 | 0 | 0 | 0 | 2.376 | 0 | 0 | 0 | 2.376 | 0 | 0 | 0 | 2.376 | 0 | 0 | 0 | 2.376 | #DIV/0! | #DIV/0! | #DIV/0! | #N/A | 0 | 0 | 0 | 64.4871 | 0 | 0 | 0 | 34.2134 | 0 | 0 | 0 | 17.1067 | 0 | 0 | 0 | 8.5534 | 0 | 0 | 0 | 4.2767 | 0 | 0 | 0 | 3.4213 | #DIV/0! | #DIV/0! | #DIV/0! | #VALUE! | 0 | 0 | 0 | 2.376 | 0 | 0 | 0 | 2.376 | 0 | 0 | 0 | 5.1582 | 0 | 0 | 0 | 5.1582 | 0 | 0 | 0 | 2.376 | 0 | 0 | 0 | 2.376 | 0 | 0 | 0 | 2.376 | 0 | 0 | 0 | 2.376 | 0 | 0 | 0 | 2.376 | 0 | 0 | 0 | 2.376 | 0 | 0 | 0 | 2.376 | 0 | 0 | 0 | 2.376 | 0 | 0 | 0 | 2.376 | 0 | 0 | 0 | 2.376 | 0 | 0 | 0 | 2.376 | 0 | 0 | 0 | 2.376 | 0 | 0 | 0 | 2.376 | #REF! | #REF! | #REF!
10 | 12 |  | 12 |  |  | Site Permits | 0 | 0 | 0 | 10.03 | 0 | 0 | 0 | 10.03 | 0 | 0 | 0 | 10.03 | 0 | 0 | 0 | 10.03 | 0 | 0 | 0 | 10.03 | 0 | 0 | 0 | 10.03 | 0 | 0 | 0 | 10.03 | 0 | 0 | 0 | 10.03 | 0 | 0 | 0 | 10.03 | 0 | 0 | 0 | 10.03 | 0 | 0 | 0 | 10.03 | 0 | 0 | 0 | 10.03 | 0 | 0 | 0 | 10.03 | 0 | 0 | 0 | 10.03 | 0 | 0 | 0 | 31.0197 | 0 | 0 | 0 | 21.9615 | 0 | 0 | 0 | 25.5858 | 0 | 0 | 0 | 20.1564 | 0 | 0 | 0 | 23.7133 | 0 | 0 | 0 | 10.03 | 0 | 0 | 0 | 10.03 | 0 | 0 | 0 | 10.03 | 0 | 0 | 0 | 10.03 | 0 | 0 | 0 | 10.03 | #DIV/0! | #DIV/0! | #DIV/0! | #N/A | 0 | 0 | 0 | 7.8139 | 0 | 0 | 0 | 4.973 | 0 | 0 | 0 | 3.4384 | 0 | 0 | 0 | 2.7287 | 0 | 0 | 0 | 2.358 | 0 | 0 | 0 | 2.2939 | #DIV/0! | #DIV/0! | #DIV/0! | #VALUE! | 0 | 0 | 0 | 10.03 | 0 | 0 | 0 | 10.03 | 0 | 0 | 0 | 10.03 | 0 | 0 | 0 | 10.03 | 0 | 0 | 0 | 12.9185 | 0 | 0 | 0 | 12.166 | 0 | 0 | 0 | 11.5646 | 0 | 0 | 0 | 22.7818 | 0 | 0 | 0 | 5.4231 | 0 | 0 | 0 | 4.8046 | 0 | 0 | 0 | 4.7403 | 0 | 0 | 0 | 4.8189 | 0 | 0 | 0 | 4.2853 | 0 | 0 | 0 | 4.2329 | 0 | 0 | 0 | 2.6644 | 0 | 0 | 0 | 2.1675 | 0 | 0 | 0 | 2.1103 | #REF! | #REF! | #REF!
10 | 121 |  |  | 121 |  | Federal | 0 | 0 | 0 | #N/A | 0 | 0 | 0 | #N/A | 0 | 0 | 0 | #N/A | 0 | 0 | 0 | #N/A | 0 | 0 | 0 | #N/A | 0 | 0 | 0 | #N/A | 0 | 0 | 0 | #N/A | 0 | 0 | 0 | #N/A | 0 | 0 | 0 | #N/A | 0 | 0 | 0 | #N/A | 0 | 0 | 0 | #N/A | 0 | 0 | 0 | #N/A | 0 | 0 | 0 | #N/A | 0 | 0 | 0 | #N/A | 0 | 0 | 0 | #N/A | 0 | 0 | 0 | #N/A | 0 | 0 | 0 | #N/A | 0 | 0 | 0 | #N/A | 0 | 0 | 0 | #N/A | 0 | 0 | 0 | #N/A | 0 | 0 | 0 | #N/A | 0 | 0 | 0 | #N/A | 0 | 0 | 0 | #N/A | 0 | 0 | 0 | #N/A | #DIV/0! | #DIV/0! | #DIV/0! | #N/A | 0 | 0 | 0 | #N/A | 0 | 0 | 0 | #N/A | 0 | 0 | 0 | #N/A | 0 | 0 | 0 | #N/A | 0 | 0 | 0 | #N/A | 0 | 0 | 0 | #N/A | #DIV/0! | #DIV/0! | #DIV/0! | #VALUE! | 0 | 0 | 0 | #N/A | 0 | 0 | 0 | #N/A | 0 | 0 | 0 | #N/A | 0 | 0 | 0 | #N/A | 0 | 0 | 0 | #N/A | 0 | 0 | 0 | #N/A | 0 | 0 | 0 | #N/A | 0 | 0 | 0 | #N/A | 0 | 0 | 0 | #N/A | 0 | 0 | 0 | #N/A | 0 | 0 | 0 | #N/A | 0 | 0 | 0 | #N/A | 0 | 0 | 0 | #N/A | 0 | 0 | 0 | #N/A | 0 | 0 | 0 | #N/A | 0 | 0 | 0 | #N/A | 0 | 0 | 0 | #N/A | #REF! | #REF! | #REF!
10 | 122 |  |  | 122 |  | State | 0 | 0 | 0 | #N/A | 0 | 0 | 0 | #N/A | 0 | 0 | 0 | #N/A | 0 | 0 | 0 | #N/A | 0 | 0 | 0 | #N/A | 0 | 0 | 0 | #N/A | 0 | 0 | 0 | #N/A | 0 | 0 | 0 | #N/A | 0 | 0 | 0 | #N/A | 0 | 0 | 0 | #N/A | 0 | 0 | 0 | #N/A | 0 | 0 | 0 | #N/A | 0 | 0 | 0 | #N/A | 0 | 0 | 0 | #N/A | 0 | 0 | 0 | #N/A | 0 | 0 | 0 | #N/A | 0 | 0 | 0 | #N/A | 0 | 0 | 0 | #N/A | 0 | 0 | 0 | #N/A | 0 | 0 | 0 | #N/A | 0 | 0 | 0 | #N/A | 0 | 0 | 0 | #N/A | 0 | 0 | 0 | #N/A | 0 | 0 | 0 | #N/A | #DIV/0! | #DIV/0! | #DIV/0! | #N/A | 0 | 0 | 0 | #N/A | 0 | 0 | 0 | #N/A | 0 | 0 | 0 | #N/A | 0 | 0 | 0 | #N/A | 0 | 0 | 0 | #N/A | 0 | 0 | 0 | #N/A | #DIV/0! | #DIV/0! | #DIV/0! | #VALUE! | 0 | 0 | 0 | #N/A | 0 | 0 | 0 | #N/A | 0 | 0 | 0 | #N/A | 0 | 0 | 0 | #N/A | 0 | 0 | 0 | #N/A | 0 | 0 | 0 | #N/A | 0 | 0 | 0 | #N/A | 0 | 0 | 0 | #N/A | 0 | 0 | 0 | #N/A | 0 | 0 | 0 | #N/A | 0 | 0 | 0 | #N/A | 0 | 0 | 0 | #N/A | 0 | 0 | 0 | #N/A | 0 | 0 | 0 | #N/A | 0 | 0 | 0 | #N/A | 0 | 0 | 0 | #N/A | 0 | 0 | 0 | #N/A | #REF! | #REF! | #REF!
10 | 123 |  |  | 123 |  | Local | 0 | 0 | 0 | #N/A | 0 | 0 | 0 | #N/A | 0 | 0 | 0 | #N/A | 0 | 0 | 0 | #N/A | 0 | 0 | 0 | #N/A | 0 | 0 | 0 | #N/A | 0 | 0 | 0 | #N/A | 0 | 0 | 0 | #N/A | 0 | 0 | 0 | #N/A | 0 | 0 | 0 | #N/A | 0 | 0 | 0 | #N/A | 0 | 0 | 0 | #N/A | 0 | 0 | 0 | #N/A | 0 | 0 | 0 | #N/A | 0 | 0 | 0 | #N/A | 0 | 0 | 0 | #N/A | 0 | 0 | 0 | #N/A | 0 | 0 | 0 | #N/A | 0 | 0 | 0 | #N/A | 0 | 0 | 0 | #N/A | 0 | 0 | 0 | #N/A | 0 | 0 | 0 | #N/A | 0 | 0 | 0 | #N/A | 0 | 0 | 0 | #N/A | #DIV/0! | #DIV/0! | #DIV/0! | #N/A | 0 | 0 | 0 | #N/A | 0 | 0 | 0 | #N/A | 0 | 0 | 0 | #N/A | 0 | 0 | 0 | #N/A | 0 | 0 | 0 | #N/A | 0 | 0 | 0 | #N/A | #DIV/0! | #DIV/0! | #DIV/0! | #VALUE! | 0 | 0 | 0 | #N/A | 0 | 0 | 0 | #N/A | 0 | 0 | 0 | #N/A | 0 | 0 | 0 | #N/A | 0 | 0 | 0 | #N/A | 0 | 0 | 0 | #N/A | 0 | 0 | 0 | #N/A | 0 | 0 | 0 | #N/A | 0 | 0 | 0 | #N/A | 0 | 0 | 0 | #N/A | 0 | 0 | 0 | #N/A | 0 | 0 | 0 | #N/A | 0 | 0 | 0 | #N/A | 0 | 0 | 0 | #N/A | 0 | 0 | 0 | #N/A | 0 | 0 | 0 | #N/A | 0 | 0 | 0 | #N/A | #REF! | #REF! | #REF!
10 | 13 |  | 13 |  |  | Plant Licensing | 0 | 0 | 0 | 237.0301 | 0 | 0 | 0 | 65.1833 | 0 | 0 | 0 | 298.6579 | 0 | 0 | 0 | 80.5902 | 0 | 0 | 0 | 406.1308 | 0 | 0 | 0 | 111.686 | 0 | 0 | 0 | 511.7248 | 0 | 0 | 0 | 138.0845 | 0 | 0 | 0 | 164.5785 | 0 | 0 | 0 | 164.5785 | 0 | 0 | 0 | 164.5785 | 0 | 0 | 0 | 164.5785 | 0 | 0 | 0 | 164.5785 | 0 | 0 | 0 | 164.5785 | 0 | 0 | 0 | 164.5785 | 0 | 0 | 0 | 164.5785 | 0 | 0 | 0 | 164.5785 | 0 | 0 | 0 | 164.5785 | 0 | 0 | 0 | 164.5785 | 0 | 0 | 0 | 164.5785 | 0 | 0 | 0 | 164.5785 | 0 | 0 | 0 | 164.5785 | 0 | 0 | 0 | 164.5785 | 0 | 0 | 0 | 164.5785 | #DIV/0! | #DIV/0! | #DIV/0! | #N/A | 0 | 0 | 0 | 75.8185 | 0 | 0 | 0 | 75.8386 | 0 | 0 | 0 | 75.8386 | 0 | 0 | 0 | 75.8386 | 0 | 0 | 0 | 75.8386 | 0 | 0 | 0 | 75.8386 | #DIV/0! | #DIV/0! | #DIV/0! | #VALUE! | 0 | 0 | 0 | 164.5785 | 0 | 0 | 0 | 164.5785 | 0 | 0 | 0 | 164.5785 | 0 | 0 | 0 | 164.5785 | 0 | 0 | 0 | 164.5785 | 0 | 0 | 0 | 164.5785 | 0 | 0 | 0 | 164.5785 | 0 | 0 | 0 | 164.5785 | 0 | 0 | 0 | 164.5785 | 0 | 0 | 0 | 164.5785 | 0 | 0 | 0 | 164.5785 | 0 | 0 | 0 | 164.5785 | 0 | 0 | 0 | 164.5785 | 0 | 0 | 0 | 164.5785 | 0 | 0 | 0 | 164.5785 | 0 | 0 | 0 | 164.5785 | 0 | 0 | 0 | 164.5785 | #REF! | #REF! | #REF!
10 | 131 |  |  | 131 |  | Preapplication | 0 | 0 | 0 | 71.109 | 0 | 0 | 0 | 17.7773 | 0 | 0 | 0 | 71.109 | 0 | 0 | 0 | 17.7773 | 0 | 0 | 0 | 121.8392 | 0 | 0 | 0 | 30.4598 | 0 | 0 | 0 | 121.8392 | 0 | 0 | 0 | 30.4598 | 0 | 0 | 0 | #N/A | 0 | 0 | 0 | #N/A | 0 | 0 | 0 | #N/A | 0 | 0 | 0 | #N/A | 0 | 0 | 0 | #N/A | 0 | 0 | 0 | #N/A | 0 | 0 | 0 | #N/A | 0 | 0 | 0 | #N/A | 0 | 0 | 0 | #N/A | 0 | 0 | 0 | #N/A | 0 | 0 | 0 | #N/A | 0 | 0 | 0 | #N/A | 0 | 0 | 0 | #N/A | 0 | 0 | 0 | #N/A | 0 | 0 | 0 | #N/A | 0 | 0 | 0 | #N/A | #DIV/0! | #DIV/0! | #DIV/0! | #N/A | 0 | 0 | 0 | #N/A | 0 | 0 | 0 | #N/A | 0 | 0 | 0 | #N/A | 0 | 0 | 0 | #N/A | 0 | 0 | 0 | #N/A | 0 | 0 | 0 | #N/A | #DIV/0! | #DIV/0! | #DIV/0! | #VALUE! | 0 | 0 | 0 | #N/A | 0 | 0 | 0 | #N/A | 0 | 0 | 0 | #N/A | 0 | 0 | 0 | #N/A | 0 | 0 | 0 | #N/A | 0 | 0 | 0 | #N/A | 0 | 0 | 0 | #N/A | 0 | 0 | 0 | #N/A | 0 | 0 | 0 | #N/A | 0 | 0 | 0 | #N/A | 0 | 0 | 0 | #N/A | 0 | 0 | 0 | #N/A | 0 | 0 | 0 | #N/A | 0 | 0 | 0 | #N/A | 0 | 0 | 0 | #N/A | 0 | 0 | 0 | #N/A | 0 | 0 | 0 | #N/A | #REF! | #REF! | #REF!
10 | 132 |  |  | 132 |  | Preparation | 0 | 0 | 0 | 109.0338 | 0 | 0 | 0 | 33.1842 | 0 | 0 | 0 | 109.0338 | 0 | 0 | 0 | 33.1842 | 0 | 0 | 0 | 186.8202 | 0 | 0 | 0 | 56.8583 | 0 | 0 | 0 | 186.8202 | 0 | 0 | 0 | 56.8583 | 0 | 0 | 0 | #N/A | 0 | 0 | 0 | #N/A | 0 | 0 | 0 | #N/A | 0 | 0 | 0 | #N/A | 0 | 0 | 0 | #N/A | 0 | 0 | 0 | #N/A | 0 | 0 | 0 | #N/A | 0 | 0 | 0 | #N/A | 0 | 0 | 0 | #N/A | 0 | 0 | 0 | #N/A | 0 | 0 | 0 | #N/A | 0 | 0 | 0 | #N/A | 0 | 0 | 0 | #N/A | 0 | 0 | 0 | #N/A | 0 | 0 | 0 | #N/A | 0 | 0 | 0 | #N/A | #DIV/0! | #DIV/0! | #DIV/0! | #N/A | 0 | 0 | 0 | #N/A | 0 | 0 | 0 | #N/A | 0 | 0 | 0 | #N/A | 0 | 0 | 0 | #N/A | 0 | 0 | 0 | #N/A | 0 | 0 | 0 | #N/A | #DIV/0! | #DIV/0! | #DIV/0! | #VALUE! | 0 | 0 | 0 | #N/A | 0 | 0 | 0 | #N/A | 0 | 0 | 0 | #N/A | 0 | 0 | 0 | #N/A | 0 | 0 | 0 | #N/A | 0 | 0 | 0 | #N/A | 0 | 0 | 0 | #N/A | 0 | 0 | 0 | #N/A | 0 | 0 | 0 | #N/A | 0 | 0 | 0 | #N/A | 0 | 0 | 0 | #N/A | 0 | 0 | 0 | #N/A | 0 | 0 | 0 | #N/A | 0 | 0 | 0 | #N/A | 0 | 0 | 0 | #N/A | 0 | 0 | 0 | #N/A | 0 | 0 | 0 | #N/A | #REF! | #REF! | #REF!
10 | 133 |  |  | 133 |  | Regulatory Review | 0 | 0 | 0 | 56.8872 | 0 | 0 | 0 | 14.2218 | 0 | 0 | 0 | 118.515 | 0 | 0 | 0 | 29.6288 | 0 | 0 | 0 | 97.4714 | 0 | 0 | 0 | 24.3678 | 0 | 0 | 0 | 203.0654 | 0 | 0 | 0 | 50.7664 | 0 | 0 | 0 | #N/A | 0 | 0 | 0 | #N/A | 0 | 0 | 0 | #N/A | 0 | 0 | 0 | #N/A | 0 | 0 | 0 | #N/A | 0 | 0 | 0 | #N/A | 0 | 0 | 0 | #N/A | 0 | 0 | 0 | #N/A | 0 | 0 | 0 | #N/A | 0 | 0 | 0 | #N/A | 0 | 0 | 0 | #N/A | 0 | 0 | 0 | #N/A | 0 | 0 | 0 | #N/A | 0 | 0 | 0 | #N/A | 0 | 0 | 0 | #N/A | 0 | 0 | 0 | #N/A | #DIV/0! | #DIV/0! | #DIV/0! | #N/A | 0 | 0 | 0 | #N/A | 0 | 0 | 0 | #N/A | 0 | 0 | 0 | #N/A | 0 | 0 | 0 | #N/A | 0 | 0 | 0 | #N/A | 0 | 0 | 0 | #N/A | #DIV/0! | #DIV/0! | #DIV/0! | #VALUE! | 0 | 0 | 0 | #N/A | 0 | 0 | 0 | #N/A | 0 | 0 | 0 | #N/A | 0 | 0 | 0 | #N/A | 0 | 0 | 0 | #N/A | 0 | 0 | 0 | #N/A | 0 | 0 | 0 | #N/A | 0 | 0 | 0 | #N/A | 0 | 0 | 0 | #N/A | 0 | 0 | 0 | #N/A | 0 | 0 | 0 | #N/A | 0 | 0 | 0 | #N/A | 0 | 0 | 0 | #N/A | 0 | 0 | 0 | #N/A | 0 | 0 | 0 | #N/A | 0 | 0 | 0 | #N/A | 0 | 0 | 0 | #N/A | #REF! | #REF! | #REF!
10 | 14 |  | 14 |  |  | Plant Permits | 0 | 0 | 0 | 14.2218 | 0 | 0 | 0 | 3.5555 | 0 | 0 | 0 | 14.2218 | 0 | 0 | 0 | 3.5555 | 0 | 0 | 0 | 24.3678 | 0 | 0 | 0 | 6.092 | 0 | 0 | 0 | 24.3678 | 0 | 0 | 0 | 6.092 | 0 | 0 | 0 | 17.7637 | 0 | 0 | 0 | 17.7637 | 0 | 0 | 0 | 17.7637 | 0 | 0 | 0 | 17.7637 | 0 | 0 | 0 | 17.7637 | 0 | 0 | 0 | 17.7637 | 0 | 0 | 0 | 17.7637 | 0 | 0 | 0 | 17.7637 | 0 | 0 | 0 | 17.7637 | 0 | 0 | 0 | 17.7637 | 0 | 0 | 0 | 17.7637 | 0 | 0 | 0 | 17.7637 | 0 | 0 | 0 | 17.7637 | 0 | 0 | 0 | 17.7637 | 0 | 0 | 0 | 17.7637 | 0 | 0 | 0 | 17.7637 | #DIV/0! | #DIV/0! | #DIV/0! | #N/A | 0 | 0 | 0 | 74.3311 | 0 | 0 | 0 | 39.4361 | 0 | 0 | 0 | 19.7181 | 0 | 0 | 0 | 9.859 | 0 | 0 | 0 | 4.9295 | 0 | 0 | 0 | 3.9436 | #DIV/0! | #DIV/0! | #DIV/0! | #VALUE! | 0 | 0 | 0 | 17.7637 | 0 | 0 | 0 | 17.7637 | 0 | 0 | 0 | 17.7637 | 0 | 0 | 0 | 17.7637 | 0 | 0 | 0 | 17.7637 | 0 | 0 | 0 | 17.7637 | 0 | 0 | 0 | 17.7637 | 0 | 0 | 0 | 17.7637 | 0 | 0 | 0 | 17.7637 | 0 | 0 | 0 | 17.7637 | 0 | 0 | 0 | 17.7637 | 0 | 0 | 0 | 17.7637 | 0 | 0 | 0 | 17.7637 | 0 | 0 | 0 | 17.7637 | 0 | 0 | 0 | 17.7637 | 0 | 0 | 0 | 17.7637 | 0 | 0 | 0 | 17.7637 | #REF! | #REF! | #REF!
10 | 15 |  | 15 |  |  | Plant Studies | 0 | 0 | 0 | 25.3696 | 0 | 0 | 0 | 25.3696 | 0 | 0 | 0 | 25.3696 | 0 | 0 | 0 | 25.3696 | 0 | 0 | 0 | 25.3696 | 0 | 0 | 0 | 25.3696 | 0 | 0 | 0 | 25.3696 | 0 | 0 | 0 | 25.3696 | 0 | 0 | 0 | 25.3696 | 0 | 0 | 0 | 25.3696 | 0 | 0 | 0 | 25.3696 | 0 | 0 | 0 | 25.3696 | 0 | 0 | 0 | 25.3696 | 0 | 0 | 0 | 25.3696 | 0 | 0 | 0 | 25.3696 | 0 | 0 | 0 | 25.3696 | 0 | 0 | 0 | 25.3696 | 0 | 0 | 0 | 25.3696 | 0 | 0 | 0 | 25.3696 | 0 | 0 | 0 | 25.3696 | 0 | 0 | 0 | 25.3696 | 0 | 0 | 0 | 25.3696 | 0 | 0 | 0 | 25.3696 | 0 | 0 | 0 | 25.3696 | #DIV/0! | #DIV/0! | #DIV/0! | #N/A | 0 | 0 | 0 | 74.3311 | 0 | 0 | 0 | 39.4361 | 0 | 0 | 0 | 19.7181 | 0 | 0 | 0 | 9.859 | 0 | 0 | 0 | 4.9295 | 0 | 0 | 0 | 3.9436 | #DIV/0! | #DIV/0! | #DIV/0! | #VALUE! | 0 | 0 | 0 | 25.3696 | 0 | 0 | 0 | 25.3696 | 0 | 0 | 0 | 25.3696 | 0 | 0 | 0 | 25.3696 | 0 | 0 | 0 | 25.3696 | 0 | 0 | 0 | 25.3696 | 0 | 0 | 0 | 25.3696 | 0 | 0 | 0 | 25.3696 | 0 | 0 | 0 | 25.3696 | 0 | 0 | 0 | 25.3696 | 0 | 0 | 0 | 25.3696 | 0 | 0 | 0 | 25.3696 | 0 | 0 | 0 | 25.3696 | 0 | 0 | 0 | 25.3696 | 0 | 0 | 0 | 25.3696 | 0 | 0 | 0 | 25.3696 | 0 | 0 | 0 | 25.3696 | #REF! | #REF! | #REF!
10 | 16 |  | 16 |  |  | Plant Reports | 0 | 0 | 0 | 12.3542 | 0 | 0 | 0 | 12.3542 | 0 | 0 | 0 | 12.3542 | 0 | 0 | 0 | 12.3542 | 0 | 0 | 0 | 12.3542 | 0 | 0 | 0 | 12.3542 | 0 | 0 | 0 | 12.3542 | 0 | 0 | 0 | 12.3542 | 0 | 0 | 0 | 12.3542 | 0 | 0 | 0 | 12.3542 | 0 | 0 | 0 | 12.3542 | 0 | 0 | 0 | 12.3542 | 0 | 0 | 0 | 12.3542 | 0 | 0 | 0 | 12.3542 | 0 | 0 | 0 | 12.3542 | 0 | 0 | 0 | 12.3542 | 0 | 0 | 0 | 12.3542 | 0 | 0 | 0 | 12.3542 | 0 | 0 | 0 | 12.3542 | 0 | 0 | 0 | 12.3542 | 0 | 0 | 0 | 12.3542 | 0 | 0 | 0 | 12.3542 | 0 | 0 | 0 | 12.3542 | 0 | 0 | 0 | 12.3542 | #DIV/0! | #DIV/0! | #DIV/0! | #N/A | 0 | 0 | 0 | 12.3514 | 0 | 0 | 0 | 12.3547 | 0 | 0 | 0 | 12.3547 | 0 | 0 | 0 | 12.3547 | 0 | 0 | 0 | 12.3547 | 0 | 0 | 0 | 12.3547 | #DIV/0! | #DIV/0! | #DIV/0! | #VALUE! | 0 | 0 | 0 | 12.3542 | 0 | 0 | 0 | 12.3542 | 0 | 0 | 0 | 12.3542 | 0 | 0 | 0 | 12.3542 | 0 | 0 | 0 | 12.3542 | 0 | 0 | 0 | 12.3542 | 0 | 0 | 0 | 12.3542 | 0 | 0 | 0 | 12.3542 | 0 | 0 | 0 | 12.3542 | 0 | 0 | 0 | 12.3542 | 0 | 0 | 0 | 12.3542 | 0 | 0 | 0 | 12.3542 | 0 | 0 | 0 | 12.3542 | 0 | 0 | 0 | 12.3542 | 0 | 0 | 0 | 12.3542 | 0 | 0 | 0 | 12.3542 | 0 | 0 | 0 | 12.3542 | #REF! | #REF! | #REF!
10 | 17 |  | 17 |  |  | Community Outreach and Education | 0 | 0 | 0 | 0 | 0 | 0 | 0 | 0 | 0 | 0 | 0 | 0 | 0 | 0 | 0 | 0 | 0 | 0 | 0 | 0 | 0 | 0 | 0 | 0 | 0 | 0 | 0 | 0 | 0 | 0 | 0 | 0 | 0 | 0 | 0 | 0 | 0 | 0 | 0 | 0 | 0 | 0 | 0 | 0 | 0 | 0 | 0 | 0 | 0 | 0 | 0 | 0 | 0 | 0 | 0 | 0 | 0 | 0 | 0 | 0 | 0 | 0 | 0 | 0 | 0 | 0 | 0 | 0 | 0 | 0 | 0 | 0 | 0 | 0 | 0 | 0 | 0 | 0 | 0 | 0 | 0 | 0 | 0 | 0 | 0 | 0 | 0 | 0 | 0 | 0 | 0 | 0 | 0 | 0 | 0 | 0 | #DIV/0! | #DIV/0! | #DIV/0! | #N/A | 0 | 0 | 0 | 0 | 0 | 0 | 0 | 0 | 0 | 0 | 0 | 0 | 0 | 0 | 0 | 0 | 0 | 0 | 0 | 0 | 0 | 0 | 0 | 0 | #DIV/0! | #DIV/0! | #DIV/0! | #VALUE! | 0 | 0 | 0 | 0 | 0 | 0 | 0 | 0 | 0 | 0 | 0 | 0 | 0 | 0 | 0 | 0 | 0 | 0 | 0 | 0 | 0 | 0 | 0 | 0 | 0 | 0 | 0 | 0 | 0 | 0 | 0 | 0 | 0 | 0 | 0 | 0 | 0 | 0 | 0 | 0 | 0 | 0 | 0 | 0 | 0 | 0 | 0 | 0 | 0 | 0 | 0 | 0 | 0 | 0 | 0 | 0 | 0 | 0 | 0 | 0 | 0 | 0 | 0 | 0 | 0 | 0 | 0 | 0 | #REF! | #REF! | #REF!
10 | 18 |  | 18 |  |  | Other Pre-Construction Costs | 0 | 0 | 0 | 87.7011 | 0 | 0 | 0 | 27.2585 | 0 | 0 | 0 | 87.7011 | 0 | 0 | 0 | 27.2585 | 0 | 0 | 0 | 150.2684 | 0 | 0 | 0 | 46.705 | 0 | 0 | 0 | 150.2684 | 0 | 0 | 0 | 46.705 | 0 | 0 | 0 | 55.4345 | 0 | 0 | 0 | 55.4345 | 0 | 0 | 0 | 55.4345 | 0 | 0 | 0 | 55.4345 | 0 | 0 | 0 | 55.4345 | 0 | 0 | 0 | 55.4345 | 0 | 0 | 0 | 55.4345 | 0 | 0 | 0 | 55.4345 | 0 | 0 | 0 | 55.4345 | 0 | 0 | 0 | 55.4345 | 0 | 0 | 0 | 55.4345 | 0 | 0 | 0 | 55.4345 | 0 | 0 | 0 | 55.4345 | 0 | 0 | 0 | 55.4345 | 0 | 0 | 0 | 55.4345 | 0 | 0 | 0 | 55.4345 | #DIV/0! | #DIV/0! | #DIV/0! | #N/A | 0 | 0 | 0 | 74.3311 | 0 | 0 | 0 | 39.4361 | 0 | 0 | 0 | 19.7181 | 0 | 0 | 0 | 9.859 | 0 | 0 | 0 | 4.9295 | 0 | 0 | 0 | 3.9436 | #DIV/0! | #DIV/0! | #DIV/0! | #VALUE! | 0 | 0 | 0 | 55.4345 | 0 | 0 | 0 | 55.4345 | 0 | 0 | 0 | 55.4345 | 0 | 0 | 0 | 55.4345 | 0 | 0 | 0 | 55.4345 | 0 | 0 | 0 | 55.4345 | 0 | 0 | 0 | 55.4345 | 0 | 0 | 0 | 55.4345 | 0 | 0 | 0 | 55.4345 | 0 | 0 | 0 | 55.4345 | 0 | 0 | 0 | 55.4345 | 0 | 0 | 0 | 55.4345 | 0 | 0 | 0 | 55.4345 | 0 | 0 | 0 | 55.4345 | 0 | 0 | 0 | 55.4345 | 0 | 0 | 0 | 55.4345 | 0 | 0 | 0 | 55.4345 | #REF! | #REF! | #REF!
10 | 19 |  | 19 |  |  | Contingency on Pre-Construction Costs | 0 | 0 | 0 | 38.0485 | 0 | 0 | 0 | 38.0485 | 0 | 0 | 0 | 38.0485 | 0 | 0 | 0 | 38.0485 | 0 | 0 | 0 | 38.0485 | 0 | 0 | 0 | 38.0485 | 0 | 0 | 0 | 38.0485 | 0 | 0 | 0 | 38.0485 | 0 | 0 | 0 | 38.0485 | 0 | 0 | 0 | 38.0485 | 0 | 0 | 0 | 38.0485 | 0 | 0 | 0 | 38.0485 | 0 | 0 | 0 | 38.0485 | 0 | 0 | 0 | 38.0485 | 0 | 0 | 0 | 38.0485 | 0 | 0 | 0 | 38.0485 | 0 | 0 | 0 | 38.0485 | 0 | 0 | 0 | 38.0485 | 0 | 0 | 0 | 38.0485 | 0 | 0 | 0 | 38.0485 | 0 | 0 | 0 | 38.0485 | 0 | 0 | 0 | 38.0485 | 0 | 0 | 0 | 38.0485 | 0 | 0 | 0 | 38.0485 | #DIV/0! | #DIV/0! | #DIV/0! | #N/A | 0 | 0 | 0 | 76.6928 | 0 | 0 | 0 | 49.1376 | 0 | 0 | 0 | 33.5785 | 0 | 0 | 0 | 25.8105 | 0 | 0 | 0 | 21.9233 | 0 | 0 | 0 | 21.1479 | #DIV/0! | #DIV/0! | #DIV/0! | #VALUE! | 0 | 0 | 0 | 38.0485 | 0 | 0 | 0 | 38.0485 | 0 | 0 | 0 | 38.0485 | 0 | 0 | 0 | 38.0485 | 0 | 0 | 0 | 38.0485 | 0 | 0 | 0 | 38.0485 | 0 | 0 | 0 | 38.0485 | 0 | 0 | 0 | 38.0485 | 0 | 0 | 0 | 38.0485 | 0 | 0 | 0 | 38.0485 | 0 | 0 | 0 | 38.0485 | 0 | 0 | 0 | 38.0485 | 0 | 0 | 0 | 38.0485 | 0 | 0 | 0 | 38.0485 | 0 | 0 | 0 | 38.0485 | 0 | 0 | 0 | 38.0485 | 0 | 0 | 0 | 38.0485 | #REF! | #REF! | #REF!
20 | 20 | 20 |  |  |  | Capitalized Direct Costs | #N/A | #N/A | #N/A | 4573.6479 | #N/A | #N/A | #N/A | 3825.1161 | #N/A | #N/A | #N/A | 7090.0404 | #N/A | #N/A | #N/A | 6047.0805 | #N/A | #N/A | #N/A | 5220.579 | #N/A | #N/A | #N/A | 4300.3893 | #N/A | #N/A | #N/A | 8756.1998 | #N/A | #N/A | #N/A | 7445.2267 | #N/A | #N/A | #N/A | 5442.6416 | #N/A | #N/A | #N/A | 3570.8387 | #N/A | #N/A | #N/A | 13320.4722 | #N/A | #N/A | #N/A | 7219.7814 | #N/A | #N/A | #N/A | 10719.0954 | #N/A | #N/A | #N/A | 5684.705 | #N/A | #N/A | #N/A | 4351.7522 | #N/A | #N/A | #N/A | 3563.6987 | #N/A | #N/A | #N/A | 4085.2538 | #N/A | #N/A | #N/A | 2934.1221 | #N/A | #N/A | #N/A | 3874.3145 | #N/A | #N/A | #N/A | 4166.5923 | #N/A | #N/A | #N/A | 7142.2727 | #N/A | #N/A | #N/A | 8002.3457 | #N/A | #N/A | #N/A | 3199.8357 | #N/A | #N/A | #N/A | 3619.3543 | #DIV/0! | #DIV/0! | #DIV/0! | #N/A | #N/A | #N/A | #N/A | 3942.4904 | #N/A | #N/A | #N/A | 3395.3085 | #N/A | #N/A | #N/A | 3036.3283 | #N/A | #N/A | #N/A | 2826.3668 | #N/A | #N/A | #N/A | 2666.3995 | #N/A | #N/A | #N/A | 2623.5583 | #DIV/0! | #DIV/0! | #DIV/0! | #VALUE! | #N/A | #N/A | #N/A | 4359.0093 | #N/A | #N/A | #N/A | 5914.5972 | #N/A | #N/A | #N/A | 3363.4481 | #N/A | #N/A | #N/A | 3363.4481 | #N/A | #N/A | #N/A | 1945.3219 | #N/A | #N/A | #N/A | 1883.7717 | #N/A | #N/A | #N/A | 1833.157 | #N/A | #N/A | #N/A | 2622.6647 | #N/A | #N/A | #N/A | 4707.5933 | #N/A | #N/A | #N/A | 4420.4264 | #N/A | #N/A | #N/A | 4250.9707 | #N/A | #N/A | #N/A | 4573.761 | #N/A | #N/A | #N/A | 4717.1887 | #N/A | #N/A | #N/A | 4502.0748 | #N/A | #N/A | #N/A | 3987.6923 | #N/A | #N/A | #N/A | 3738.9378 | #N/A | #N/A | #N/A | 3569.1194 | #REF! | #REF! | #REF!
20 | 21 |  | 21 |  |  | Structures and Improvements | 0 | 0 | 0 | 646.4586 | 0 | 0 | 0 | 459 | 0 | 0 | 0 | 1030.6368 | 0 | 0 | 0 | 731.7483 | 0 | 0 | 0 | 846.0039 | 0 | 0 | 0 | 600.6675 | 0 | 0 | 0 | 1348.7556 | 0 | 0 | 0 | 957.5917 | 0 | 0 | 0 | 1490.5097 | 0 | 0 | 0 | 860.7982 | 0 | 0 | 0 | 3743.6057 | 0 | 0 | 0 | 2160.6613 | 0 | 0 | 0 | 990.3719 | 0 | 0 | 0 | 618.9824 | 0 | 0 | 0 | 828.9031 | 0 | 0 | 0 | 547.1415 | 0 | 0 | 0 | 719.6734 | 0 | 0 | 0 | 540.2361 | 0 | 0 | 0 | 742.4269 | 0 | 0 | 0 | 1097.6219 | 0 | 0 | 0 | 609.1777 | 0 | 0 | 0 | 585.7478 | 0 | 0 | 0 | 808.7893 | 0 | 0 | 0 | 1093.065 | #DIV/0! | #DIV/0! | #DIV/0! | #N/A | 0 | 0 | 0 | 551.1043 | 0 | 0 | 0 | 357.4559 | 0 | 0 | 0 | 253.5846 | 0 | 0 | 0 | 206.1804 | 0 | 0 | 0 | 181.2296 | 0 | 0 | 0 | 177.0318 | #DIV/0! | #DIV/0! | #DIV/0! | #VALUE! | 0 | 0 | 0 | 1125.056 | 0 | 0 | 0 | 1132.8755 | 0 | 0 | 0 | 452.4356 | 0 | 0 | 0 | 452.4356 | 0 | 0 | 0 | 205.9172 | 0 | 0 | 0 | 199.2957 | 0 | 0 | 0 | 190.198 | 0 | 0 | 0 | 356.0933 | 0 | 0 | 0 | 817.7102 | 0 | 0 | 0 | 778.6283 | 0 | 0 | 0 | 750.6773 | 0 | 0 | 0 | 757.6519 | 0 | 0 | 0 | 721.7013 | 0 | 0 | 0 | 699.061 | 0 | 0 | 0 | 594.7788 | 0 | 0 | 0 | 564.1707 | 0 | 0 | 0 | 543.7471 | #REF! | #REF! | #REF!
20 | 211 |  |  | 211 |  | Site Preparation/Yard Work | 0 | 0 | 0 | #N/A | 0 | 0 | 0 | #N/A | 0 | 0 | 0 | #N/A | 0 | 0 | 0 | #N/A | 0 | 0 | 0 | #N/A | 0 | 0 | 0 | #N/A | 0 | 0 | 0 | #N/A | 0 | 0 | 0 | #N/A | 0 | 0 | 0 | #N/A | 0 | 0 | 0 | #N/A | 0 | 0 | 0 | #N/A | 0 | 0 | 0 | #N/A | 0 | 0 | 0 | #N/A | 0 | 0 | 0 | #N/A | 0 | 0 | 0 | 90.7071 | 0 | 0 | 0 | 69.7151 | 0 | 0 | 0 | 83.3282 | 0 | 0 | 0 | 71.5242 | 0 | 0 | 0 | 57.4999 | 0 | 0 | 0 | #N/A | 0 | 0 | 0 | #N/A | 0 | 0 | 0 | #N/A | 0 | 0 | 0 | 58.3226 | 0 | 0 | 0 | 70.713 | #DIV/0! | #DIV/0! | #DIV/0! | #N/A | 0 | 0 | 0 | #N/A | 0 | 0 | 0 | #N/A | 0 | 0 | 0 | #N/A | 0 | 0 | 0 | #N/A | 0 | 0 | 0 | #N/A | 0 | 0 | 0 | #N/A | #DIV/0! | #DIV/0! | #DIV/0! | #VALUE! | 0 | 0 | 0 | #N/A | 0 | 0 | 0 | 239.8133 | 0 | 0 | 0 | 62.2819 | 0 | 0 | 0 | 62.2819 | 0 | 0 | 0 | 17.3103 | 0 | 0 | 0 | 16.9262 | 0 | 0 | 0 | 16.5406 | 0 | 0 | 0 | 32.9601 | 0 | 0 | 0 | 27.6614 | 0 | 0 | 0 | 27.3201 | 0 | 0 | 0 | 26.7202 | 0 | 0 | 0 | 22.5685 | 0 | 0 | 0 | 22.2932 | 0 | 0 | 0 | 21.868 | 0 | 0 | 0 | 13.7104 | 0 | 0 | 0 | 13.5287 | 0 | 0 | 0 | 13.2478 | #REF! | #REF! | #REF!
20 | 212 |  |  | 212 |  | Reactor Island Civil Structures | 0 | 0 | 0 | #N/A | 0 | 0 | 0 | #N/A | 0 | 0 | 0 | #N/A | 0 | 0 | 0 | #N/A | 0 | 0 | 0 | #N/A | 0 | 0 | 0 | #N/A | 0 | 0 | 0 | #N/A | 0 | 0 | 0 | #N/A | 0 | 0 | 0 | #N/A | 0 | 0 | 0 | #N/A | 0 | 0 | 0 | #N/A | 0 | 0 | 0 | #N/A | 0 | 0 | 0 | #N/A | 0 | 0 | 0 | #N/A | 0 | 0 | 0 | 284.8348 | 0 | 0 | 0 | 183.5949 | 0 | 0 | 0 | 223.0493 | 0 | 0 | 0 | 176.5372 | 0 | 0 | 0 | 466.1805 | 0 | 0 | 0 | #N/A | 0 | 0 | 0 | #N/A | 0 | 0 | 0 | #N/A | 0 | 0 | 0 | 363.013 | 0 | 0 | 0 | 725.7312 | #DIV/0! | #DIV/0! | #DIV/0! | #N/A | 0 | 0 | 0 | #N/A | 0 | 0 | 0 | #N/A | 0 | 0 | 0 | #N/A | 0 | 0 | 0 | #N/A | 0 | 0 | 0 | #N/A | 0 | 0 | 0 | #N/A | #DIV/0! | #DIV/0! | #DIV/0! | #VALUE! | 0 | 0 | 0 | #N/A | 0 | 0 | 0 | 544.6472 | 0 | 0 | 0 | 133.606 | 0 | 0 | 0 | 133.606 | 0 | 0 | 0 | 94.2045 | 0 | 0 | 0 | 91.9884 | 0 | 0 | 0 | 87.9833 | 0 | 0 | 0 | 175.9547 | 0 | 0 | 0 | 446.0112 | 0 | 0 | 0 | 431.3979 | 0 | 0 | 0 | 423.7402 | 0 | 0 | 0 | 424.3714 | 0 | 0 | 0 | 409.8598 | 0 | 0 | 0 | 403.3111 | 0 | 0 | 0 | 362.8913 | 0 | 0 | 0 | 350.8745 | 0 | 0 | 0 | 345.3652 | #REF! | #REF! | #REF!
20 | 213 |  |  | 213 |  | Main Function Buildings | 0 | 0 | 0 | #N/A | 0 | 0 | 0 | #N/A | 0 | 0 | 0 | #N/A | 0 | 0 | 0 | #N/A | 0 | 0 | 0 | #N/A | 0 | 0 | 0 | #N/A | 0 | 0 | 0 | #N/A | 0 | 0 | 0 | #N/A | 0 | 0 | 0 | #N/A | 0 | 0 | 0 | #N/A | 0 | 0 | 0 | #N/A | 0 | 0 | 0 | #N/A | 0 | 0 | 0 | #N/A | 0 | 0 | 0 | #N/A | 0 | 0 | 0 | 226.413 | 0 | 0 | 0 | 138.3348 | 0 | 0 | 0 | 135.6994 | 0 | 0 | 0 | 138.1971 | 0 | 0 | 0 | 134.9892 | 0 | 0 | 0 | #N/A | 0 | 0 | 0 | #N/A | 0 | 0 | 0 | #N/A | 0 | 0 | 0 | 235.278 | 0 | 0 | 0 | 169.3667 | #DIV/0! | #DIV/0! | #DIV/0! | #N/A | 0 | 0 | 0 | #N/A | 0 | 0 | 0 | #N/A | 0 | 0 | 0 | #N/A | 0 | 0 | 0 | #N/A | 0 | 0 | 0 | #N/A | 0 | 0 | 0 | #N/A | #DIV/0! | #DIV/0! | #DIV/0! | #VALUE! | 0 | 0 | 0 | #N/A | 0 | 0 | 0 | 82.948 | 0 | 0 | 0 | 122.1094 | 0 | 0 | 0 | 122.1094 | 0 | 0 | 0 | 16.1078 | 0 | 0 | 0 | 15.1741 | 0 | 0 | 0 | 14.849 | 0 | 0 | 0 | 29.6951 | 0 | 0 | 0 | 92.6886 | 0 | 0 | 0 | 90.2306 | 0 | 0 | 0 | 88.9759 | 0 | 0 | 0 | 74.1756 | 0 | 0 | 0 | 72.232 | 0 | 0 | 0 | 71.3555 | 0 | 0 | 0 | 7.3981 | 0 | 0 | 0 | 7.3222 | 0 | 0 | 0 | 7.2043 | #REF! | #REF! | #REF!
20 | 213.1 |  |  |  | 213.1 | Energy Conversion Building | 0 | 0 | 0 | #N/A | 0 | 0 | 0 | #N/A | 0 | 0 | 0 | #N/A | 0 | 0 | 0 | #N/A | 0 | 0 | 0 | #N/A | 0 | 0 | 0 | #N/A | 0 | 0 | 0 | #N/A | 0 | 0 | 0 | #N/A | 0 | 0 | 0 | #N/A | 0 | 0 | 0 | #N/A | 0 | 0 | 0 | #N/A | 0 | 0 | 0 | #N/A | 0 | 0 | 0 | #N/A | 0 | 0 | 0 | #N/A | 0 | 0 | 0 | 105.6429 | 0 | 0 | 0 | 64.582 | 0 | 0 | 0 | 79.0312 | 0 | 0 | 0 | 66.9939 | 0 | 0 | 0 | 79.0277 | 0 | 0 | 0 | #N/A | 0 | 0 | 0 | #N/A | 0 | 0 | 0 | #N/A | 0 | 0 | 0 | 91.0434 | 0 | 0 | 0 | 87.6543 | #DIV/0! | #DIV/0! | #DIV/0! | #N/A | 0 | 0 | 0 | #N/A | 0 | 0 | 0 | #N/A | 0 | 0 | 0 | #N/A | 0 | 0 | 0 | #N/A | 0 | 0 | 0 | #N/A | 0 | 0 | 0 | #N/A | #DIV/0! | #DIV/0! | #DIV/0! | #VALUE! | 0 | 0 | 0 | #N/A | 0 | 0 | 0 | 82.948 | 0 | 0 | 0 | 63.3706 | 0 | 0 | 0 | 63.3706 | 0 | 0 | 0 | 16.1078 | 0 | 0 | 0 | 15.1741 | 0 | 0 | 0 | 14.849 | 0 | 0 | 0 | 29.6951 | 0 | 0 | 0 | 92.6886 | 0 | 0 | 0 | 90.2306 | 0 | 0 | 0 | 88.9759 | 0 | 0 | 0 | 74.1756 | 0 | 0 | 0 | 72.232 | 0 | 0 | 0 | 71.3555 | 0 | 0 | 0 | 7.3981 | 0 | 0 | 0 | 7.3222 | 0 | 0 | 0 | 7.2043 | #REF! | #REF! | #REF!
20 | 213.2 |  |  |  | 213.2 | Control Building | 0 | 0 | 0 | #N/A | 0 | 0 | 0 | #N/A | 0 | 0 | 0 | #N/A | 0 | 0 | 0 | #N/A | 0 | 0 | 0 | #N/A | 0 | 0 | 0 | #N/A | 0 | 0 | 0 | #N/A | 0 | 0 | 0 | #N/A | 0 | 0 | 0 | #N/A | 0 | 0 | 0 | #N/A | 0 | 0 | 0 | #N/A | 0 | 0 | 0 | #N/A | 0 | 0 | 0 | #N/A | 0 | 0 | 0 | #N/A | 0 | 0 | 0 | 86.6591 | 0 | 0 | 0 | 50.7337 | 0 | 0 | 0 | 0.46803 | 0 | 0 | 0 | 48.9617 | 0 | 0 | 0 | #N/A | 0 | 0 | 0 | #N/A | 0 | 0 | 0 | #N/A | 0 | 0 | 0 | #N/A | 0 | 0 | 0 | 123.1235 | 0 | 0 | 0 | 80.2878 | #DIV/0! | #DIV/0! | #DIV/0! | #N/A | 0 | 0 | 0 | #N/A | 0 | 0 | 0 | #N/A | 0 | 0 | 0 | #N/A | 0 | 0 | 0 | #N/A | 0 | 0 | 0 | #N/A | 0 | 0 | 0 | #N/A | #DIV/0! | #DIV/0! | #DIV/0! | #VALUE! | 0 | 0 | 0 | #N/A | 0 | 0 | 0 | #N/A | 0 | 0 | 0 | 38.8376 | 0 | 0 | 0 | 38.8376 | 0 | 0 | 0 | #N/A | 0 | 0 | 0 | #N/A | 0 | 0 | 0 | #N/A | 0 | 0 | 0 | #N/A | 0 | 0 | 0 | #N/A | 0 | 0 | 0 | #N/A | 0 | 0 | 0 | #N/A | 0 | 0 | 0 | #N/A | 0 | 0 | 0 | #N/A | 0 | 0 | 0 | #N/A | 0 | 0 | 0 | #N/A | 0 | 0 | 0 | #N/A | 0 | 0 | 0 | #N/A | #REF! | #REF! | #REF!
20 | 213.3 |  |  |  | 213.3 | Pipe Tunnels | 0 | 0 | 0 | #N/A | 0 | 0 | 0 | #N/A | 0 | 0 | 0 | #N/A | 0 | 0 | 0 | #N/A | 0 | 0 | 0 | #N/A | 0 | 0 | 0 | #N/A | 0 | 0 | 0 | #N/A | 0 | 0 | 0 | #N/A | 0 | 0 | 0 | #N/A | 0 | 0 | 0 | #N/A | 0 | 0 | 0 | #N/A | 0 | 0 | 0 | #N/A | 0 | 0 | 0 | #N/A | 0 | 0 | 0 | #N/A | 0 | 0 | 0 | 33.8707 | 0 | 0 | 0 | 22.8301 | 0 | 0 | 0 | 55.9754 | 0 | 0 | 0 | 22.0598 | 0 | 0 | 0 | 55.9614 | 0 | 0 | 0 | #N/A | 0 | 0 | 0 | #N/A | 0 | 0 | 0 | #N/A | 0 | 0 | 0 | 20.962 | 0 | 0 | 0 | 1.1354 | #DIV/0! | #DIV/0! | #DIV/0! | #N/A | 0 | 0 | 0 | #N/A | 0 | 0 | 0 | #N/A | 0 | 0 | 0 | #N/A | 0 | 0 | 0 | #N/A | 0 | 0 | 0 | #N/A | 0 | 0 | 0 | #N/A | #DIV/0! | #DIV/0! | #DIV/0! | #VALUE! | 0 | 0 | 0 | #N/A | 0 | 0 | 0 | #N/A | 0 | 0 | 0 | 19.7377 | 0 | 0 | 0 | 19.7377 | 0 | 0 | 0 | #N/A | 0 | 0 | 0 | #N/A | 0 | 0 | 0 | #N/A | 0 | 0 | 0 | #N/A | 0 | 0 | 0 | #N/A | 0 | 0 | 0 | #N/A | 0 | 0 | 0 | #N/A | 0 | 0 | 0 | #N/A | 0 | 0 | 0 | #N/A | 0 | 0 | 0 | #N/A | 0 | 0 | 0 | #N/A | 0 | 0 | 0 | #N/A | 0 | 0 | 0 | #N/A | #REF! | #REF! | #REF!
20 | 213.4 |  |  |  | 213.4 | Electrical Tunnels | 0 | 0 | 0 | #N/A | 0 | 0 | 0 | #N/A | 0 | 0 | 0 | #N/A | 0 | 0 | 0 | #N/A | 0 | 0 | 0 | #N/A | 0 | 0 | 0 | #N/A | 0 | 0 | 0 | #N/A | 0 | 0 | 0 | #N/A | 0 | 0 | 0 | #N/A | 0 | 0 | 0 | #N/A | 0 | 0 | 0 | #N/A | 0 | 0 | 0 | #N/A | 0 | 0 | 0 | #N/A | 0 | 0 | 0 | #N/A | 0 | 0 | 0 | 0.24027 | 0 | 0 | 0 | 0.18904 | 0 | 0 | 0 | 0.22473 | 0 | 0 | 0 | 0.18182 | 0 | 0 | 0 | #N/A | 0 | 0 | 0 | #N/A | 0 | 0 | 0 | #N/A | 0 | 0 | 0 | #N/A | 0 | 0 | 0 | 0.1491 | 0 | 0 | 0 | 0.28911 | #DIV/0! | #DIV/0! | #DIV/0! | #N/A | 0 | 0 | 0 | #N/A | 0 | 0 | 0 | #N/A | 0 | 0 | 0 | #N/A | 0 | 0 | 0 | #N/A | 0 | 0 | 0 | #N/A | 0 | 0 | 0 | #N/A | #DIV/0! | #DIV/0! | #DIV/0! | #VALUE! | 0 | 0 | 0 | #N/A | 0 | 0 | 0 | #N/A | 0 | 0 | 0 | 0.16343 | 0 | 0 | 0 | 0.16343 | 0 | 0 | 0 | #N/A | 0 | 0 | 0 | #N/A | 0 | 0 | 0 | #N/A | 0 | 0 | 0 | #N/A | 0 | 0 | 0 | #N/A | 0 | 0 | 0 | #N/A | 0 | 0 | 0 | #N/A | 0 | 0 | 0 | #N/A | 0 | 0 | 0 | #N/A | 0 | 0 | 0 | #N/A | 0 | 0 | 0 | #N/A | 0 | 0 | 0 | #N/A | 0 | 0 | 0 | #N/A | #REF! | #REF! | #REF!
20 | 214 |  |  | 214 |  | Buildings to Support Main Function | 0 | 0 | 0 | #N/A | 0 | 0 | 0 | #N/A | 0 | 0 | 0 | #N/A | 0 | 0 | 0 | #N/A | 0 | 0 | 0 | #N/A | 0 | 0 | 0 | #N/A | 0 | 0 | 0 | #N/A | 0 | 0 | 0 | #N/A | 0 | 0 | 0 | #N/A | 0 | 0 | 0 | #N/A | 0 | 0 | 0 | #N/A | 0 | 0 | 0 | #N/A | 0 | 0 | 0 | #N/A | 0 | 0 | 0 | #N/A | 0 | 0 | 0 | 127.9886 | 0 | 0 | 0 | 90.8792 | 0 | 0 | 0 | 245.269 | 0 | 0 | 0 | 91.5121 | 0 | 0 | 0 | 55.6026 | 0 | 0 | 0 | #N/A | 0 | 0 | 0 | #N/A | 0 | 0 | 0 | #N/A | 0 | 0 | 0 | 50.265 | 0 | 0 | 0 | 54.2316 | #DIV/0! | #DIV/0! | #DIV/0! | #N/A | 0 | 0 | 0 | #N/A | 0 | 0 | 0 | #N/A | 0 | 0 | 0 | #N/A | 0 | 0 | 0 | #N/A | 0 | 0 | 0 | #N/A | 0 | 0 | 0 | #N/A | #DIV/0! | #DIV/0! | #DIV/0! | #VALUE! | 0 | 0 | 0 | #N/A | 0 | 0 | 0 | 41.7081 | 0 | 0 | 0 | 48.7197 | 0 | 0 | 0 | 48.7197 | 0 | 0 | 0 | 58.95 | 0 | 0 | 0 | 56.2937 | 0 | 0 | 0 | 52.3654 | 0 | 0 | 0 | 85.6475 | 0 | 0 | 0 | 221.4668 | 0 | 0 | 0 | 200.0671 | 0 | 0 | 0 | 182.1041 | 0 | 0 | 0 | 210.8546 | 0 | 0 | 0 | 191.8662 | 0 | 0 | 0 | 177.4359 | 0 | 0 | 0 | 187.8986 | 0 | 0 | 0 | 169.7628 | 0 | 0 | 0 | 155.5386 | #REF! | #REF! | #REF!
20 | 214.1 |  |  |  | 214.1 | Spent Fuel Management Building | 0 | 0 | 0 | #N/A | 0 | 0 | 0 | #N/A | 0 | 0 | 0 | #N/A | 0 | 0 | 0 | #N/A | 0 | 0 | 0 | #N/A | 0 | 0 | 0 | #N/A | 0 | 0 | 0 | #N/A | 0 | 0 | 0 | #N/A | 0 | 0 | 0 | #N/A | 0 | 0 | 0 | #N/A | 0 | 0 | 0 | #N/A | 0 | 0 | 0 | #N/A | 0 | 0 | 0 | #N/A | 0 | 0 | 0 | #N/A | 0 | 0 | 0 | 36.3489 | 0 | 0 | 0 | 27.5572 | 0 | 0 | 0 | #N/A | 0 | 0 | 0 | 26.7897 | 0 | 0 | 0 | #N/A | 0 | 0 | 0 | #N/A | 0 | 0 | 0 | #N/A | 0 | 0 | 0 | #N/A | 0 | 0 | 0 | 29.9609 | 0 | 0 | 0 | 44.0341 | #DIV/0! | #DIV/0! | #DIV/0! | #N/A | 0 | 0 | 0 | #N/A | 0 | 0 | 0 | #N/A | 0 | 0 | 0 | #N/A | 0 | 0 | 0 | #N/A | 0 | 0 | 0 | #N/A | 0 | 0 | 0 | #N/A | #DIV/0! | #DIV/0! | #DIV/0! | #VALUE! | 0 | 0 | 0 | #N/A | 0 | 0 | 0 | #N/A | 0 | 0 | 0 | #N/A | 0 | 0 | 0 | #N/A | 0 | 0 | 0 | #N/A | 0 | 0 | 0 | #N/A | 0 | 0 | 0 | #N/A | 0 | 0 | 0 | #N/A | 0 | 0 | 0 | #N/A | 0 | 0 | 0 | #N/A | 0 | 0 | 0 | #N/A | 0 | 0 | 0 | #N/A | 0 | 0 | 0 | #N/A | 0 | 0 | 0 | #N/A | 0 | 0 | 0 | #N/A | 0 | 0 | 0 | #N/A | 0 | 0 | 0 | #N/A | #REF! | #REF! | #REF!
20 | 214.2 |  |  |  | 214.2 | Balance of Plant Service Building | 0 | 0 | 0 | #N/A | 0 | 0 | 0 | #N/A | 0 | 0 | 0 | #N/A | 0 | 0 | 0 | #N/A | 0 | 0 | 0 | #N/A | 0 | 0 | 0 | #N/A | 0 | 0 | 0 | #N/A | 0 | 0 | 0 | #N/A | 0 | 0 | 0 | #N/A | 0 | 0 | 0 | #N/A | 0 | 0 | 0 | #N/A | 0 | 0 | 0 | #N/A | 0 | 0 | 0 | #N/A | 0 | 0 | 0 | #N/A | 0 | 0 | 0 | #N/A | 0 | 0 | 0 | #N/A | 0 | 0 | 0 | #N/A | 0 | 0 | 0 | #N/A | 0 | 0 | 0 | #N/A | 0 | 0 | 0 | #N/A | 0 | 0 | 0 | #N/A | 0 | 0 | 0 | #N/A | 0 | 0 | 0 | #N/A | 0 | 0 | 0 | #N/A | #DIV/0! | #DIV/0! | #DIV/0! | #N/A | 0 | 0 | 0 | #N/A | 0 | 0 | 0 | #N/A | 0 | 0 | 0 | #N/A | 0 | 0 | 0 | #N/A | 0 | 0 | 0 | #N/A | 0 | 0 | 0 | #N/A | #DIV/0! | #DIV/0! | #DIV/0! | #VALUE! | 0 | 0 | 0 | #N/A | 0 | 0 | 0 | #N/A | 0 | 0 | 0 | #N/A | 0 | 0 | 0 | #N/A | 0 | 0 | 0 | 35.8159 | 0 | 0 | 0 | 33.5717 | 0 | 0 | 0 | 30.1856 | 0 | 0 | 0 | 42.7994 | 0 | 0 | 0 | 220.8981 | 0 | 0 | 0 | 199.5052 | 0 | 0 | 0 | 181.5541 | 0 | 0 | 0 | 210.3663 | 0 | 0 | 0 | 191.3838 | 0 | 0 | 0 | 176.9626 | 0 | 0 | 0 | 187.4457 | 0 | 0 | 0 | 169.3153 | 0 | 0 | 0 | 155.0996 | #REF! | #REF! | #REF!
20 | 214.3 |  |  |  | 214.3 | Wastewater Treatment Building | 0 | 0 | 0 | #N/A | 0 | 0 | 0 | #N/A | 0 | 0 | 0 | #N/A | 0 | 0 | 0 | #N/A | 0 | 0 | 0 | #N/A | 0 | 0 | 0 | #N/A | 0 | 0 | 0 | #N/A | 0 | 0 | 0 | #N/A | 0 | 0 | 0 | #N/A | 0 | 0 | 0 | #N/A | 0 | 0 | 0 | #N/A | 0 | 0 | 0 | #N/A | 0 | 0 | 0 | #N/A | 0 | 0 | 0 | #N/A | 0 | 0 | 0 | 2.5436 | 0 | 0 | 0 | 2.1403 | 0 | 0 | 0 | 4.0375 | 0 | 0 | 0 | 2.0717 | 0 | 0 | 0 | 4.0392 | 0 | 0 | 0 | #N/A | 0 | 0 | 0 | #N/A | 0 | 0 | 0 | #N/A | 0 | 0 | 0 | 1.5065 | 0 | 0 | 0 | #N/A | #DIV/0! | #DIV/0! | #DIV/0! | #N/A | 0 | 0 | 0 | #N/A | 0 | 0 | 0 | #N/A | 0 | 0 | 0 | #N/A | 0 | 0 | 0 | #N/A | 0 | 0 | 0 | #N/A | 0 | 0 | 0 | #N/A | #DIV/0! | #DIV/0! | #DIV/0! | #VALUE! | 0 | 0 | 0 | #N/A | 0 | 0 | 0 | #N/A | 0 | 0 | 0 | 1.8504 | 0 | 0 | 0 | 1.8504 | 0 | 0 | 0 | #N/A | 0 | 0 | 0 | #N/A | 0 | 0 | 0 | #N/A | 0 | 0 | 0 | #N/A | 0 | 0 | 0 | #N/A | 0 | 0 | 0 | #N/A | 0 | 0 | 0 | #N/A | 0 | 0 | 0 | #N/A | 0 | 0 | 0 | #N/A | 0 | 0 | 0 | #N/A | 0 | 0 | 0 | #N/A | 0 | 0 | 0 | #N/A | 0 | 0 | 0 | #N/A | #REF! | #REF! | #REF!
20 | 214.4 |  |  |  | 214.4 | Maintenance Shops | 0 | 0 | 0 | #N/A | 0 | 0 | 0 | #N/A | 0 | 0 | 0 | #N/A | 0 | 0 | 0 | #N/A | 0 | 0 | 0 | #N/A | 0 | 0 | 0 | #N/A | 0 | 0 | 0 | #N/A | 0 | 0 | 0 | #N/A | 0 | 0 | 0 | #N/A | 0 | 0 | 0 | #N/A | 0 | 0 | 0 | #N/A | 0 | 0 | 0 | #N/A | 0 | 0 | 0 | #N/A | 0 | 0 | 0 | #N/A | 0 | 0 | 0 | #N/A | 0 | 0 | 0 | #N/A | 0 | 0 | 0 | #N/A | 0 | 0 | 0 | #N/A | 0 | 0 | 0 | #N/A | 0 | 0 | 0 | #N/A | 0 | 0 | 0 | #N/A | 0 | 0 | 0 | #N/A | 0 | 0 | 0 | #N/A | 0 | 0 | 0 | #N/A | #DIV/0! | #DIV/0! | #DIV/0! | #N/A | 0 | 0 | 0 | #N/A | 0 | 0 | 0 | #N/A | 0 | 0 | 0 | #N/A | 0 | 0 | 0 | #N/A | 0 | 0 | 0 | #N/A | 0 | 0 | 0 | #N/A | #DIV/0! | #DIV/0! | #DIV/0! | #VALUE! | 0 | 0 | 0 | #N/A | 0 | 0 | 0 | #N/A | 0 | 0 | 0 | #N/A | 0 | 0 | 0 | #N/A | 0 | 0 | 0 | 1.4212 | 0 | 0 | 0 | 1.3858 | 0 | 0 | 0 | 1.3533 | 0 | 0 | 0 | 1.3533 | 0 | 0 | 0 | #N/A | 0 | 0 | 0 | #N/A | 0 | 0 | 0 | #N/A | 0 | 0 | 0 | #N/A | 0 | 0 | 0 | #N/A | 0 | 0 | 0 | #N/A | 0 | 0 | 0 | #N/A | 0 | 0 | 0 | #N/A | 0 | 0 | 0 | #N/A | #REF! | #REF! | #REF!
20 | 214.5 |  |  |  | 214.5 | Fire Protection Building | 0 | 0 | 0 | #N/A | 0 | 0 | 0 | #N/A | 0 | 0 | 0 | #N/A | 0 | 0 | 0 | #N/A | 0 | 0 | 0 | #N/A | 0 | 0 | 0 | #N/A | 0 | 0 | 0 | #N/A | 0 | 0 | 0 | #N/A | 0 | 0 | 0 | #N/A | 0 | 0 | 0 | #N/A | 0 | 0 | 0 | #N/A | 0 | 0 | 0 | #N/A | 0 | 0 | 0 | #N/A | 0 | 0 | 0 | #N/A | 0 | 0 | 0 | 1.5069 | 0 | 0 | 0 | 1.1906 | 0 | 0 | 0 | 2.2446 | 0 | 0 | 0 | 1.1517 | 0 | 0 | 0 | 2.2398 | 0 | 0 | 0 | #N/A | 0 | 0 | 0 | #N/A | 0 | 0 | 0 | #N/A | 0 | 0 | 0 | 2.803 | 0 | 0 | 0 | 1.8504 | #DIV/0! | #DIV/0! | #DIV/0! | #N/A | 0 | 0 | 0 | #N/A | 0 | 0 | 0 | #N/A | 0 | 0 | 0 | #N/A | 0 | 0 | 0 | #N/A | 0 | 0 | 0 | #N/A | 0 | 0 | 0 | #N/A | #DIV/0! | #DIV/0! | #DIV/0! | #VALUE! | 0 | 0 | 0 | #N/A | 0 | 0 | 0 | #N/A | 0 | 0 | 0 | 1.0293 | 0 | 0 | 0 | 1.0293 | 0 | 0 | 0 | 0.16694 | 0 | 0 | 0 | 0.16251 | 0 | 0 | 0 | 0.15808 | 0 | 0 | 0 | 0.15808 | 0 | 0 | 0 | #N/A | 0 | 0 | 0 | #N/A | 0 | 0 | 0 | #N/A | 0 | 0 | 0 | #N/A | 0 | 0 | 0 | #N/A | 0 | 0 | 0 | #N/A | 0 | 0 | 0 | #N/A | 0 | 0 | 0 | #N/A | 0 | 0 | 0 | #N/A | #REF! | #REF! | #REF!
20 | 214.6 |  |  |  | 214.6 | Non-essential Switchgear Building | 0 | 0 | 0 | #N/A | 0 | 0 | 0 | #N/A | 0 | 0 | 0 | #N/A | 0 | 0 | 0 | #N/A | 0 | 0 | 0 | #N/A | 0 | 0 | 0 | #N/A | 0 | 0 | 0 | #N/A | 0 | 0 | 0 | #N/A | 0 | 0 | 0 | #N/A | 0 | 0 | 0 | #N/A | 0 | 0 | 0 | #N/A | 0 | 0 | 0 | #N/A | 0 | 0 | 0 | #N/A | 0 | 0 | 0 | #N/A | 0 | 0 | 0 | 2.0078 | 0 | 0 | 0 | 1.4949 | 0 | 0 | 0 | 1.981 | 0 | 0 | 0 | 1.4518 | 0 | 0 | 0 | #N/A | 0 | 0 | 0 | #N/A | 0 | 0 | 0 | #N/A | 0 | 0 | 0 | #N/A | 0 | 0 | 0 | 1.2463 | 0 | 0 | 0 | #N/A | #DIV/0! | #DIV/0! | #DIV/0! | #N/A | 0 | 0 | 0 | #N/A | 0 | 0 | 0 | #N/A | 0 | 0 | 0 | #N/A | 0 | 0 | 0 | #N/A | 0 | 0 | 0 | #N/A | 0 | 0 | 0 | #N/A | #DIV/0! | #DIV/0! | #DIV/0! | #VALUE! | 0 | 0 | 0 | #N/A | 0 | 0 | 0 | #N/A | 0 | 0 | 0 | 1.2924 | 0 | 0 | 0 | 1.2924 | 0 | 0 | 0 | #N/A | 0 | 0 | 0 | #N/A | 0 | 0 | 0 | #N/A | 0 | 0 | 0 | #N/A | 0 | 0 | 0 | #N/A | 0 | 0 | 0 | #N/A | 0 | 0 | 0 | #N/A | 0 | 0 | 0 | #N/A | 0 | 0 | 0 | #N/A | 0 | 0 | 0 | #N/A | 0 | 0 | 0 | #N/A | 0 | 0 | 0 | #N/A | 0 | 0 | 0 | #N/A | #REF! | #REF! | #REF!
20 | 214.7 |  |  |  | 214.7 | Emergency and Start-up Power Systems | 0 | 0 | 0 | #N/A | 0 | 0 | 0 | #N/A | 0 | 0 | 0 | #N/A | 0 | 0 | 0 | #N/A | 0 | 0 | 0 | #N/A | 0 | 0 | 0 | #N/A | 0 | 0 | 0 | #N/A | 0 | 0 | 0 | #N/A | 0 | 0 | 0 | #N/A | 0 | 0 | 0 | #N/A | 0 | 0 | 0 | #N/A | 0 | 0 | 0 | #N/A | 0 | 0 | 0 | #N/A | 0 | 0 | 0 | #N/A | 0 | 0 | 0 | #N/A | 0 | 0 | 0 | #N/A | 0 | 0 | 0 | #N/A | 0 | 0 | 0 | #N/A | 0 | 0 | 0 | #N/A | 0 | 0 | 0 | #N/A | 0 | 0 | 0 | #N/A | 0 | 0 | 0 | #N/A | 0 | 0 | 0 | #N/A | 0 | 0 | 0 | #N/A | #DIV/0! | #DIV/0! | #DIV/0! | #N/A | 0 | 0 | 0 | #N/A | 0 | 0 | 0 | #N/A | 0 | 0 | 0 | #N/A | 0 | 0 | 0 | #N/A | 0 | 0 | 0 | #N/A | 0 | 0 | 0 | #N/A | #DIV/0! | #DIV/0! | #DIV/0! | #VALUE! | 0 | 0 | 0 | #N/A | 0 | 0 | 0 | #N/A | 0 | 0 | 0 | #N/A | 0 | 0 | 0 | #N/A | 0 | 0 | 0 | 0.64413 | 0 | 0 | 0 | 0.62936 | 0 | 0 | 0 | 0.61459 | 0 | 0 | 0 | 1.2292 | 0 | 0 | 0 | #N/A | 0 | 0 | 0 | #N/A | 0 | 0 | 0 | #N/A | 0 | 0 | 0 | #N/A | 0 | 0 | 0 | #N/A | 0 | 0 | 0 | #N/A | 0 | 0 | 0 | #N/A | 0 | 0 | 0 | #N/A | 0 | 0 | 0 | #N/A | #REF! | #REF! | #REF!
20 | 215 |  |  | 215 |  | Supply Chain Buildings | 0 | 0 | 0 | #N/A | 0 | 0 | 0 | #N/A | 0 | 0 | 0 | #N/A | 0 | 0 | 0 | #N/A | 0 | 0 | 0 | #N/A | 0 | 0 | 0 | #N/A | 0 | 0 | 0 | #N/A | 0 | 0 | 0 | #N/A | 0 | 0 | 0 | #N/A | 0 | 0 | 0 | #N/A | 0 | 0 | 0 | #N/A | 0 | 0 | 0 | #N/A | 0 | 0 | 0 | #N/A | 0 | 0 | 0 | #N/A | 0 | 0 | 0 | 62.4244 | 0 | 0 | 0 | 40.0768 | 0 | 0 | 0 | #N/A | 0 | 0 | 0 | 38.7274 | 0 | 0 | 0 | #N/A | 0 | 0 | 0 | #N/A | 0 | 0 | 0 | #N/A | 0 | 0 | 0 | #N/A | 0 | 0 | 0 | 41.9473 | 0 | 0 | 0 | 42.2374 | #DIV/0! | #DIV/0! | #DIV/0! | #N/A | 0 | 0 | 0 | #N/A | 0 | 0 | 0 | #N/A | 0 | 0 | 0 | #N/A | 0 | 0 | 0 | #N/A | 0 | 0 | 0 | #N/A | 0 | 0 | 0 | #N/A | #DIV/0! | #DIV/0! | #DIV/0! | #VALUE! | 0 | 0 | 0 | #N/A | 0 | 0 | 0 | 223.7589 | 0 | 0 | 0 | 64.5019 | 0 | 0 | 0 | 64.5019 | 0 | 0 | 0 | 5.6229 | 0 | 0 | 0 | 5.487 | 0 | 0 | 0 | 5.3496 | 0 | 0 | 0 | 9.8097 | 0 | 0 | 0 | 13.0117 | 0 | 0 | 0 | 12.883 | 0 | 0 | 0 | 12.655 | 0 | 0 | 0 | 11.1765 | 0 | 0 | 0 | 11.0659 | 0 | 0 | 0 | 10.8934 | 0 | 0 | 0 | 9.4652 | 0 | 0 | 0 | 9.3873 | 0 | 0 | 0 | 9.266 | #REF! | #REF! | #REF!
20 | 215.1 |  |  |  | 215.1 | Storage and Warehouse Buildings | 0 | 0 | 0 | #N/A | 0 | 0 | 0 | #N/A | 0 | 0 | 0 | #N/A | 0 | 0 | 0 | #N/A | 0 | 0 | 0 | #N/A | 0 | 0 | 0 | #N/A | 0 | 0 | 0 | #N/A | 0 | 0 | 0 | #N/A | 0 | 0 | 0 | #N/A | 0 | 0 | 0 | #N/A | 0 | 0 | 0 | #N/A | 0 | 0 | 0 | #N/A | 0 | 0 | 0 | #N/A | 0 | 0 | 0 | #N/A | 0 | 0 | 0 | #N/A | 0 | 0 | 0 | #N/A | 0 | 0 | 0 | #N/A | 0 | 0 | 0 | #N/A | 0 | 0 | 0 | #N/A | 0 | 0 | 0 | #N/A | 0 | 0 | 0 | #N/A | 0 | 0 | 0 | #N/A | 0 | 0 | 0 | #N/A | 0 | 0 | 0 | #N/A | #DIV/0! | #DIV/0! | #DIV/0! | #N/A | 0 | 0 | 0 | #N/A | 0 | 0 | 0 | #N/A | 0 | 0 | 0 | #N/A | 0 | 0 | 0 | #N/A | 0 | 0 | 0 | #N/A | 0 | 0 | 0 | #N/A | #DIV/0! | #DIV/0! | #DIV/0! | #VALUE! | 0 | 0 | 0 | #N/A | 0 | 0 | 0 | #N/A | 0 | 0 | 0 | #N/A | 0 | 0 | 0 | #N/A | 0 | 0 | 0 | 1.9398 | 0 | 0 | 0 | 1.9161 | 0 | 0 | 0 | 1.8807 | 0 | 0 | 0 | 2.8705 | 0 | 0 | 0 | #N/A | 0 | 0 | 0 | #N/A | 0 | 0 | 0 | #N/A | 0 | 0 | 0 | #N/A | 0 | 0 | 0 | #N/A | 0 | 0 | 0 | #N/A | 0 | 0 | 0 | #N/A | 0 | 0 | 0 | #N/A | 0 | 0 | 0 | #N/A | #REF! | #REF! | #REF!
20 | 215.2 |  |  |  | 215.2 | Unloading Facility for Material Requiring Special Consideration | 0 | 0 | 0 | #N/A | 0 | 0 | 0 | #N/A | 0 | 0 | 0 | #N/A | 0 | 0 | 0 | #N/A | 0 | 0 | 0 | #N/A | 0 | 0 | 0 | #N/A | 0 | 0 | 0 | #N/A | 0 | 0 | 0 | #N/A | 0 | 0 | 0 | #N/A | 0 | 0 | 0 | #N/A | 0 | 0 | 0 | #N/A | 0 | 0 | 0 | #N/A | 0 | 0 | 0 | #N/A | 0 | 0 | 0 | #N/A | 0 | 0 | 0 | #N/A | 0 | 0 | 0 | #N/A | 0 | 0 | 0 | #N/A | 0 | 0 | 0 | #N/A | 0 | 0 | 0 | #N/A | 0 | 0 | 0 | #N/A | 0 | 0 | 0 | #N/A | 0 | 0 | 0 | #N/A | 0 | 0 | 0 | #N/A | 0 | 0 | 0 | #N/A | #DIV/0! | #DIV/0! | #DIV/0! | #N/A | 0 | 0 | 0 | #N/A | 0 | 0 | 0 | #N/A | 0 | 0 | 0 | #N/A | 0 | 0 | 0 | #N/A | 0 | 0 | 0 | #N/A | 0 | 0 | 0 | #N/A | #DIV/0! | #DIV/0! | #DIV/0! | #VALUE! | 0 | 0 | 0 | #N/A | 0 | 0 | 0 | #N/A | 0 | 0 | 0 | #N/A | 0 | 0 | 0 | #N/A | 0 | 0 | 0 | #N/A | 0 | 0 | 0 | #N/A | 0 | 0 | 0 | #N/A | 0 | 0 | 0 | #N/A | 0 | 0 | 0 | #N/A | 0 | 0 | 0 | #N/A | 0 | 0 | 0 | #N/A | 0 | 0 | 0 | #N/A | 0 | 0 | 0 | #N/A | 0 | 0 | 0 | #N/A | 0 | 0 | 0 | #N/A | 0 | 0 | 0 | #N/A | 0 | 0 | 0 | #N/A | #REF! | #REF! | #REF!
20 | 215.3 |  |  |  | 215.3 | Reactor Receiving and Assembly Building | 0 | 0 | 0 | #N/A | 0 | 0 | 0 | #N/A | 0 | 0 | 0 | #N/A | 0 | 0 | 0 | #N/A | 0 | 0 | 0 | #N/A | 0 | 0 | 0 | #N/A | 0 | 0 | 0 | #N/A | 0 | 0 | 0 | #N/A | 0 | 0 | 0 | #N/A | 0 | 0 | 0 | #N/A | 0 | 0 | 0 | #N/A | 0 | 0 | 0 | #N/A | 0 | 0 | 0 | #N/A | 0 | 0 | 0 | #N/A | 0 | 0 | 0 | #N/A | 0 | 0 | 0 | #N/A | 0 | 0 | 0 | #N/A | 0 | 0 | 0 | #N/A | 0 | 0 | 0 | #N/A | 0 | 0 | 0 | #N/A | 0 | 0 | 0 | #N/A | 0 | 0 | 0 | #N/A | 0 | 0 | 0 | #N/A | 0 | 0 | 0 | #N/A | #DIV/0! | #DIV/0! | #DIV/0! | #N/A | 0 | 0 | 0 | #N/A | 0 | 0 | 0 | #N/A | 0 | 0 | 0 | #N/A | 0 | 0 | 0 | #N/A | 0 | 0 | 0 | #N/A | 0 | 0 | 0 | #N/A | #DIV/0! | #DIV/0! | #DIV/0! | #VALUE! | 0 | 0 | 0 | #N/A | 0 | 0 | 0 | #N/A | 0 | 0 | 0 | #N/A | 0 | 0 | 0 | #N/A | 0 | 0 | 0 | #N/A | 0 | 0 | 0 | #N/A | 0 | 0 | 0 | #N/A | 0 | 0 | 0 | #N/A | 0 | 0 | 0 | #N/A | 0 | 0 | 0 | #N/A | 0 | 0 | 0 | #N/A | 0 | 0 | 0 | #N/A | 0 | 0 | 0 | #N/A | 0 | 0 | 0 | #N/A | 0 | 0 | 0 | #N/A | 0 | 0 | 0 | #N/A | 0 | 0 | 0 | #N/A | #REF! | #REF! | #REF!
20 | 215.4 |  |  |  | 215.4 | Radwaste Building | 0 | 0 | 0 | #N/A | 0 | 0 | 0 | #N/A | 0 | 0 | 0 | #N/A | 0 | 0 | 0 | #N/A | 0 | 0 | 0 | #N/A | 0 | 0 | 0 | #N/A | 0 | 0 | 0 | #N/A | 0 | 0 | 0 | #N/A | 0 | 0 | 0 | #N/A | 0 | 0 | 0 | #N/A | 0 | 0 | 0 | #N/A | 0 | 0 | 0 | #N/A | 0 | 0 | 0 | #N/A | 0 | 0 | 0 | #N/A | 0 | 0 | 0 | 62.4244 | 0 | 0 | 0 | 40.0768 | 0 | 0 | 0 | #N/A | 0 | 0 | 0 | 38.7274 | 0 | 0 | 0 | #N/A | 0 | 0 | 0 | #N/A | 0 | 0 | 0 | #N/A | 0 | 0 | 0 | #N/A | 0 | 0 | 0 | 41.9473 | 0 | 0 | 0 | 42.2374 | #DIV/0! | #DIV/0! | #DIV/0! | #N/A | 0 | 0 | 0 | #N/A | 0 | 0 | 0 | #N/A | 0 | 0 | 0 | #N/A | 0 | 0 | 0 | #N/A | 0 | 0 | 0 | #N/A | 0 | 0 | 0 | #N/A | #DIV/0! | #DIV/0! | #DIV/0! | #VALUE! | 0 | 0 | 0 | #N/A | 0 | 0 | 0 | 129.6062 | 0 | 0 | 0 | 34.6483 | 0 | 0 | 0 | 34.6483 | 0 | 0 | 0 | 3.6831 | 0 | 0 | 0 | 3.5708 | 0 | 0 | 0 | 3.4689 | 0 | 0 | 0 | 6.9392 | 0 | 0 | 0 | 13.0117 | 0 | 0 | 0 | 12.883 | 0 | 0 | 0 | 12.655 | 0 | 0 | 0 | 11.1765 | 0 | 0 | 0 | 11.0659 | 0 | 0 | 0 | 10.8934 | 0 | 0 | 0 | 9.4652 | 0 | 0 | 0 | 9.3873 | 0 | 0 | 0 | 9.266 | #REF! | #REF! | #REF!
20 | 215.5 |  |  |  | 215.5 | Fuel Service Building | 0 | 0 | 0 | #N/A | 0 | 0 | 0 | #N/A | 0 | 0 | 0 | #N/A | 0 | 0 | 0 | #N/A | 0 | 0 | 0 | #N/A | 0 | 0 | 0 | #N/A | 0 | 0 | 0 | #N/A | 0 | 0 | 0 | #N/A | 0 | 0 | 0 | #N/A | 0 | 0 | 0 | #N/A | 0 | 0 | 0 | #N/A | 0 | 0 | 0 | #N/A | 0 | 0 | 0 | #N/A | 0 | 0 | 0 | #N/A | 0 | 0 | 0 | #N/A | 0 | 0 | 0 | #N/A | 0 | 0 | 0 | #N/A | 0 | 0 | 0 | #N/A | 0 | 0 | 0 | #N/A | 0 | 0 | 0 | #N/A | 0 | 0 | 0 | #N/A | 0 | 0 | 0 | #N/A | 0 | 0 | 0 | #N/A | 0 | 0 | 0 | #N/A | #DIV/0! | #DIV/0! | #DIV/0! | #N/A | 0 | 0 | 0 | #N/A | 0 | 0 | 0 | #N/A | 0 | 0 | 0 | #N/A | 0 | 0 | 0 | #N/A | 0 | 0 | 0 | #N/A | 0 | 0 | 0 | #N/A | #DIV/0! | #DIV/0! | #DIV/0! | #VALUE! | 0 | 0 | 0 | #N/A | 0 | 0 | 0 | 94.1527 | 0 | 0 | 0 | 29.8536 | 0 | 0 | 0 | 29.8536 | 0 | 0 | 0 | #N/A | 0 | 0 | 0 | #N/A | 0 | 0 | 0 | #N/A | 0 | 0 | 0 | #N/A | 0 | 0 | 0 | #N/A | 0 | 0 | 0 | #N/A | 0 | 0 | 0 | #N/A | 0 | 0 | 0 | #N/A | 0 | 0 | 0 | #N/A | 0 | 0 | 0 | #N/A | 0 | 0 | 0 | #N/A | 0 | 0 | 0 | #N/A | 0 | 0 | 0 | #N/A | #REF! | #REF! | #REF!
20 | 216 |  |  | 216 |  | Human Resources Buildings | 0 | 0 | 0 | #N/A | 0 | 0 | 0 | #N/A | 0 | 0 | 0 | #N/A | 0 | 0 | 0 | #N/A | 0 | 0 | 0 | #N/A | 0 | 0 | 0 | #N/A | 0 | 0 | 0 | #N/A | 0 | 0 | 0 | #N/A | 0 | 0 | 0 | #N/A | 0 | 0 | 0 | #N/A | 0 | 0 | 0 | #N/A | 0 | 0 | 0 | #N/A | 0 | 0 | 0 | #N/A | 0 | 0 | 0 | #N/A | 0 | 0 | 0 | 36.5352 | 0 | 0 | 0 | 24.5408 | 0 | 0 | 0 | 32.3275 | 0 | 0 | 0 | 23.738 | 0 | 0 | 0 | 28.1547 | 0 | 0 | 0 | #N/A | 0 | 0 | 0 | #N/A | 0 | 0 | 0 | #N/A | 0 | 0 | 0 | 59.9635 | 0 | 0 | 0 | 30.7851 | #DIV/0! | #DIV/0! | #DIV/0! | #N/A | 0 | 0 | 0 | #N/A | 0 | 0 | 0 | #N/A | 0 | 0 | 0 | #N/A | 0 | 0 | 0 | #N/A | 0 | 0 | 0 | #N/A | 0 | 0 | 0 | #N/A | #DIV/0! | #DIV/0! | #DIV/0! | #VALUE! | 0 | 0 | 0 | #N/A | 0 | 0 | 0 | #N/A | 0 | 0 | 0 | 21.2167 | 0 | 0 | 0 | 21.2167 | 0 | 0 | 0 | 13.7218 | 0 | 0 | 0 | 13.4263 | 0 | 0 | 0 | 13.1102 | 0 | 0 | 0 | 22.0261 | 0 | 0 | 0 | 16.8704 | 0 | 0 | 0 | 16.7296 | 0 | 0 | 0 | 16.482 | 0 | 0 | 0 | 14.5052 | 0 | 0 | 0 | 14.3842 | 0 | 0 | 0 | 14.1971 | 0 | 0 | 0 | 13.4152 | 0 | 0 | 0 | 13.2952 | 0 | 0 | 0 | 13.1252 | #REF! | #REF! | #REF!
20 | 216.1 |  |  |  | 216.1 | Administration Building | 0 | 0 | 0 | #N/A | 0 | 0 | 0 | #N/A | 0 | 0 | 0 | #N/A | 0 | 0 | 0 | #N/A | 0 | 0 | 0 | #N/A | 0 | 0 | 0 | #N/A | 0 | 0 | 0 | #N/A | 0 | 0 | 0 | #N/A | 0 | 0 | 0 | #N/A | 0 | 0 | 0 | #N/A | 0 | 0 | 0 | #N/A | 0 | 0 | 0 | #N/A | 0 | 0 | 0 | #N/A | 0 | 0 | 0 | #N/A | 0 | 0 | 0 | 28.3888 | 0 | 0 | 0 | 18.5396 | 0 | 0 | 0 | 21.0514 | 0 | 0 | 0 | 17.9521 | 0 | 0 | 0 | 21.0277 | 0 | 0 | 0 | #N/A | 0 | 0 | 0 | #N/A | 0 | 0 | 0 | #N/A | 0 | 0 | 0 | 44.6832 | 0 | 0 | 0 | 20.6981 | #DIV/0! | #DIV/0! | #DIV/0! | #N/A | 0 | 0 | 0 | #N/A | 0 | 0 | 0 | #N/A | 0 | 0 | 0 | #N/A | 0 | 0 | 0 | #N/A | 0 | 0 | 0 | #N/A | 0 | 0 | 0 | #N/A | #DIV/0! | #DIV/0! | #DIV/0! | #VALUE! | 0 | 0 | 0 | #N/A | 0 | 0 | 0 | #N/A | 0 | 0 | 0 | 16.0284 | 0 | 0 | 0 | 16.0284 | 0 | 0 | 0 | #N/A | 0 | 0 | 0 | #N/A | 0 | 0 | 0 | #N/A | 0 | 0 | 0 | #N/A | 0 | 0 | 0 | #N/A | 0 | 0 | 0 | #N/A | 0 | 0 | 0 | #N/A | 0 | 0 | 0 | #N/A | 0 | 0 | 0 | #N/A | 0 | 0 | 0 | #N/A | 0 | 0 | 0 | #N/A | 0 | 0 | 0 | #N/A | 0 | 0 | 0 | #N/A | #REF! | #REF! | #REF!
20 | 216.2 |  |  |  | 216.2 | Security Building and Gatehouse | 0 | 0 | 0 | #N/A | 0 | 0 | 0 | #N/A | 0 | 0 | 0 | #N/A | 0 | 0 | 0 | #N/A | 0 | 0 | 0 | #N/A | 0 | 0 | 0 | #N/A | 0 | 0 | 0 | #N/A | 0 | 0 | 0 | #N/A | 0 | 0 | 0 | #N/A | 0 | 0 | 0 | #N/A | 0 | 0 | 0 | #N/A | 0 | 0 | 0 | #N/A | 0 | 0 | 0 | #N/A | 0 | 0 | 0 | #N/A | 0 | 0 | 0 | 5.3409 | 0 | 0 | 0 | 3.7991 | 0 | 0 | 0 | 7.1337 | 0 | 0 | 0 | 3.6604 | 0 | 0 | 0 | 7.127 | 0 | 0 | 0 | #N/A | 0 | 0 | 0 | #N/A | 0 | 0 | 0 | #N/A | 0 | 0 | 0 | 10.0859 | 0 | 0 | 0 | 6.658 | #DIV/0! | #DIV/0! | #DIV/0! | #N/A | 0 | 0 | 0 | #N/A | 0 | 0 | 0 | #N/A | 0 | 0 | 0 | #N/A | 0 | 0 | 0 | #N/A | 0 | 0 | 0 | #N/A | 0 | 0 | 0 | #N/A | #DIV/0! | #DIV/0! | #DIV/0! | #VALUE! | 0 | 0 | 0 | #N/A | 0 | 0 | 0 | #N/A | 0 | 0 | 0 | 3.2845 | 0 | 0 | 0 | 3.2845 | 0 | 0 | 0 | 0.081255 | 0 | 0 | 0 | 0.079778 | 0 | 0 | 0 | 0.078301 | 0 | 0 | 0 | 0.1566 | 0 | 0 | 0 | #N/A | 0 | 0 | 0 | #N/A | 0 | 0 | 0 | #N/A | 0 | 0 | 0 | #N/A | 0 | 0 | 0 | #N/A | 0 | 0 | 0 | #N/A | 0 | 0 | 0 | #N/A | 0 | 0 | 0 | #N/A | 0 | 0 | 0 | #N/A | #REF! | #REF! | #REF!
20 | 216.3 |  |  |  | 216.3 | Training Center | 0 | 0 | 0 | #N/A | 0 | 0 | 0 | #N/A | 0 | 0 | 0 | #N/A | 0 | 0 | 0 | #N/A | 0 | 0 | 0 | #N/A | 0 | 0 | 0 | #N/A | 0 | 0 | 0 | #N/A | 0 | 0 | 0 | #N/A | 0 | 0 | 0 | #N/A | 0 | 0 | 0 | #N/A | 0 | 0 | 0 | #N/A | 0 | 0 | 0 | #N/A | 0 | 0 | 0 | #N/A | 0 | 0 | 0 | #N/A | 0 | 0 | 0 | #N/A | 0 | 0 | 0 | #N/A | 0 | 0 | 0 | #N/A | 0 | 0 | 0 | #N/A | 0 | 0 | 0 | #N/A | 0 | 0 | 0 | #N/A | 0 | 0 | 0 | #N/A | 0 | 0 | 0 | #N/A | 0 | 0 | 0 | #N/A | 0 | 0 | 0 | #N/A | #DIV/0! | #DIV/0! | #DIV/0! | #N/A | 0 | 0 | 0 | #N/A | 0 | 0 | 0 | #N/A | 0 | 0 | 0 | #N/A | 0 | 0 | 0 | #N/A | 0 | 0 | 0 | #N/A | 0 | 0 | 0 | #N/A | #DIV/0! | #DIV/0! | #DIV/0! | #VALUE! | 0 | 0 | 0 | #N/A | 0 | 0 | 0 | #N/A | 0 | 0 | 0 | #N/A | 0 | 0 | 0 | #N/A | 0 | 0 | 0 | #N/A | 0 | 0 | 0 | #N/A | 0 | 0 | 0 | #N/A | 0 | 0 | 0 | #N/A | 0 | 0 | 0 | #N/A | 0 | 0 | 0 | #N/A | 0 | 0 | 0 | #N/A | 0 | 0 | 0 | #N/A | 0 | 0 | 0 | #N/A | 0 | 0 | 0 | #N/A | 0 | 0 | 0 | #N/A | 0 | 0 | 0 | #N/A | 0 | 0 | 0 | #N/A | #REF! | #REF! | #REF!
20 | 216.4 |  |  |  | 216.4 | Operation and Maintenance (O&M) Center | 0 | 0 | 0 | #N/A | 0 | 0 | 0 | #N/A | 0 | 0 | 0 | #N/A | 0 | 0 | 0 | #N/A | 0 | 0 | 0 | #N/A | 0 | 0 | 0 | #N/A | 0 | 0 | 0 | #N/A | 0 | 0 | 0 | #N/A | 0 | 0 | 0 | #N/A | 0 | 0 | 0 | #N/A | 0 | 0 | 0 | #N/A | 0 | 0 | 0 | #N/A | 0 | 0 | 0 | #N/A | 0 | 0 | 0 | #N/A | 0 | 0 | 0 | 2.8055 | 0 | 0 | 0 | 2.2021 | 0 | 0 | 0 | 4.1424 | 0 | 0 | 0 | 2.1255 | 0 | 0 | 0 | #N/A | 0 | 0 | 0 | #N/A | 0 | 0 | 0 | #N/A | 0 | 0 | 0 | #N/A | 0 | 0 | 0 | 5.1944 | 0 | 0 | 0 | 3.429 | #DIV/0! | #DIV/0! | #DIV/0! | #N/A | 0 | 0 | 0 | #N/A | 0 | 0 | 0 | #N/A | 0 | 0 | 0 | #N/A | 0 | 0 | 0 | #N/A | 0 | 0 | 0 | #N/A | 0 | 0 | 0 | #N/A | #DIV/0! | #DIV/0! | #DIV/0! | #VALUE! | 0 | 0 | 0 | #N/A | 0 | 0 | 0 | #N/A | 0 | 0 | 0 | 1.9038 | 0 | 0 | 0 | 1.9038 | 0 | 0 | 0 | 10.7346 | 0 | 0 | 0 | 10.4701 | 0 | 0 | 0 | 10.2308 | 0 | 0 | 0 | 16.2688 | 0 | 0 | 0 | 16.8704 | 0 | 0 | 0 | 16.7296 | 0 | 0 | 0 | 16.482 | 0 | 0 | 0 | 14.5052 | 0 | 0 | 0 | 14.3842 | 0 | 0 | 0 | 14.1971 | 0 | 0 | 0 | 13.4152 | 0 | 0 | 0 | 13.2952 | 0 | 0 | 0 | 13.1252 | #REF! | #REF! | #REF!
20 | 217 |  |  | 217 |  | Miscellaneous Other Structures | 0 | 0 | 0 | #N/A | 0 | 0 | 0 | #N/A | 0 | 0 | 0 | #N/A | 0 | 0 | 0 | #N/A | 0 | 0 | 0 | #N/A | 0 | 0 | 0 | #N/A | 0 | 0 | 0 | #N/A | 0 | 0 | 0 | #N/A | 0 | 0 | 0 | #N/A | 0 | 0 | 0 | #N/A | 0 | 0 | 0 | #N/A | 0 | 0 | 0 | #N/A | 0 | 0 | 0 | #N/A | 0 | 0 | 0 | #N/A | 0 | 0 | 0 | #N/A | 0 | 0 | 0 | #N/A | 0 | 0 | 0 | #N/A | 0 | 0 | 0 | #N/A | 0 | 0 | 0 | #N/A | 0 | 0 | 0 | #N/A | 0 | 0 | 0 | #N/A | 0 | 0 | 0 | #N/A | 0 | 0 | 0 | #N/A | 0 | 0 | 0 | #N/A | #DIV/0! | #DIV/0! | #DIV/0! | #N/A | 0 | 0 | 0 | #N/A | 0 | 0 | 0 | #N/A | 0 | 0 | 0 | #N/A | 0 | 0 | 0 | #N/A | 0 | 0 | 0 | #N/A | 0 | 0 | 0 | #N/A | #DIV/0! | #DIV/0! | #DIV/0! | #VALUE! | 0 | 0 | 0 | #N/A | 0 | 0 | 0 | #N/A | 0 | 0 | 0 | #N/A | 0 | 0 | 0 | #N/A | 0 | 0 | 0 | #N/A | 0 | 0 | 0 | #N/A | 0 | 0 | 0 | #N/A | 0 | 0 | 0 | #N/A | 0 | 0 | 0 | #N/A | 0 | 0 | 0 | #N/A | 0 | 0 | 0 | #N/A | 0 | 0 | 0 | #N/A | 0 | 0 | 0 | #N/A | 0 | 0 | 0 | #N/A | 0 | 0 | 0 | #N/A | 0 | 0 | 0 | #N/A | 0 | 0 | 0 | #N/A | #REF! | #REF! | #REF!
20 | 217.1 |  |  |  | 217.1 | Foundations for Outside Equipment and Tanks | 0 | 0 | 0 | #N/A | 0 | 0 | 0 | #N/A | 0 | 0 | 0 | #N/A | 0 | 0 | 0 | #N/A | 0 | 0 | 0 | #N/A | 0 | 0 | 0 | #N/A | 0 | 0 | 0 | #N/A | 0 | 0 | 0 | #N/A | 0 | 0 | 0 | #N/A | 0 | 0 | 0 | #N/A | 0 | 0 | 0 | #N/A | 0 | 0 | 0 | #N/A | 0 | 0 | 0 | #N/A | 0 | 0 | 0 | #N/A | 0 | 0 | 0 | #N/A | 0 | 0 | 0 | #N/A | 0 | 0 | 0 | #N/A | 0 | 0 | 0 | #N/A | 0 | 0 | 0 | #N/A | 0 | 0 | 0 | #N/A | 0 | 0 | 0 | #N/A | 0 | 0 | 0 | #N/A | 0 | 0 | 0 | #N/A | 0 | 0 | 0 | #N/A | #DIV/0! | #DIV/0! | #DIV/0! | #N/A | 0 | 0 | 0 | #N/A | 0 | 0 | 0 | #N/A | 0 | 0 | 0 | #N/A | 0 | 0 | 0 | #N/A | 0 | 0 | 0 | #N/A | 0 | 0 | 0 | #N/A | #DIV/0! | #DIV/0! | #DIV/0! | #VALUE! | 0 | 0 | 0 | #N/A | 0 | 0 | 0 | #N/A | 0 | 0 | 0 | #N/A | 0 | 0 | 0 | #N/A | 0 | 0 | 0 | #N/A | 0 | 0 | 0 | #N/A | 0 | 0 | 0 | #N/A | 0 | 0 | 0 | #N/A | 0 | 0 | 0 | #N/A | 0 | 0 | 0 | #N/A | 0 | 0 | 0 | #N/A | 0 | 0 | 0 | #N/A | 0 | 0 | 0 | #N/A | 0 | 0 | 0 | #N/A | 0 | 0 | 0 | #N/A | 0 | 0 | 0 | #N/A | 0 | 0 | 0 | #N/A | #REF! | #REF! | #REF!
20 | 217.2 |  |  |  | 217.2 | Railroad Tracks | 0 | 0 | 0 | #N/A | 0 | 0 | 0 | #N/A | 0 | 0 | 0 | #N/A | 0 | 0 | 0 | #N/A | 0 | 0 | 0 | #N/A | 0 | 0 | 0 | #N/A | 0 | 0 | 0 | #N/A | 0 | 0 | 0 | #N/A | 0 | 0 | 0 | #N/A | 0 | 0 | 0 | #N/A | 0 | 0 | 0 | #N/A | 0 | 0 | 0 | #N/A | 0 | 0 | 0 | #N/A | 0 | 0 | 0 | #N/A | 0 | 0 | 0 | #N/A | 0 | 0 | 0 | #N/A | 0 | 0 | 0 | #N/A | 0 | 0 | 0 | #N/A | 0 | 0 | 0 | #N/A | 0 | 0 | 0 | #N/A | 0 | 0 | 0 | #N/A | 0 | 0 | 0 | #N/A | 0 | 0 | 0 | #N/A | 0 | 0 | 0 | #N/A | #DIV/0! | #DIV/0! | #DIV/0! | #N/A | 0 | 0 | 0 | #N/A | 0 | 0 | 0 | #N/A | 0 | 0 | 0 | #N/A | 0 | 0 | 0 | #N/A | 0 | 0 | 0 | #N/A | 0 | 0 | 0 | #N/A | #DIV/0! | #DIV/0! | #DIV/0! | #VALUE! | 0 | 0 | 0 | #N/A | 0 | 0 | 0 | #N/A | 0 | 0 | 0 | #N/A | 0 | 0 | 0 | #N/A | 0 | 0 | 0 | #N/A | 0 | 0 | 0 | #N/A | 0 | 0 | 0 | #N/A | 0 | 0 | 0 | #N/A | 0 | 0 | 0 | #N/A | 0 | 0 | 0 | #N/A | 0 | 0 | 0 | #N/A | 0 | 0 | 0 | #N/A | 0 | 0 | 0 | #N/A | 0 | 0 | 0 | #N/A | 0 | 0 | 0 | #N/A | 0 | 0 | 0 | #N/A | 0 | 0 | 0 | #N/A | #REF! | #REF! | #REF!
20 | 217.3 |  |  |  | 217.3 | Roads and Paved Areas | 0 | 0 | 0 | #N/A | 0 | 0 | 0 | #N/A | 0 | 0 | 0 | #N/A | 0 | 0 | 0 | #N/A | 0 | 0 | 0 | #N/A | 0 | 0 | 0 | #N/A | 0 | 0 | 0 | #N/A | 0 | 0 | 0 | #N/A | 0 | 0 | 0 | #N/A | 0 | 0 | 0 | #N/A | 0 | 0 | 0 | #N/A | 0 | 0 | 0 | #N/A | 0 | 0 | 0 | #N/A | 0 | 0 | 0 | #N/A | 0 | 0 | 0 | #N/A | 0 | 0 | 0 | #N/A | 0 | 0 | 0 | #N/A | 0 | 0 | 0 | #N/A | 0 | 0 | 0 | #N/A | 0 | 0 | 0 | #N/A | 0 | 0 | 0 | #N/A | 0 | 0 | 0 | #N/A | 0 | 0 | 0 | #N/A | 0 | 0 | 0 | #N/A | #DIV/0! | #DIV/0! | #DIV/0! | #N/A | 0 | 0 | 0 | #N/A | 0 | 0 | 0 | #N/A | 0 | 0 | 0 | #N/A | 0 | 0 | 0 | #N/A | 0 | 0 | 0 | #N/A | 0 | 0 | 0 | #N/A | #DIV/0! | #DIV/0! | #DIV/0! | #VALUE! | 0 | 0 | 0 | #N/A | 0 | 0 | 0 | #N/A | 0 | 0 | 0 | #N/A | 0 | 0 | 0 | #N/A | 0 | 0 | 0 | #N/A | 0 | 0 | 0 | #N/A | 0 | 0 | 0 | #N/A | 0 | 0 | 0 | #N/A | 0 | 0 | 0 | #N/A | 0 | 0 | 0 | #N/A | 0 | 0 | 0 | #N/A | 0 | 0 | 0 | #N/A | 0 | 0 | 0 | #N/A | 0 | 0 | 0 | #N/A | 0 | 0 | 0 | #N/A | 0 | 0 | 0 | #N/A | 0 | 0 | 0 | #N/A | #REF! | #REF! | #REF!
20 | 217.4 |  |  |  | 217.4 | Beyond Design-Basis Building | 0 | 0 | 0 | #N/A | 0 | 0 | 0 | #N/A | 0 | 0 | 0 | #N/A | 0 | 0 | 0 | #N/A | 0 | 0 | 0 | #N/A | 0 | 0 | 0 | #N/A | 0 | 0 | 0 | #N/A | 0 | 0 | 0 | #N/A | 0 | 0 | 0 | #N/A | 0 | 0 | 0 | #N/A | 0 | 0 | 0 | #N/A | 0 | 0 | 0 | #N/A | 0 | 0 | 0 | #N/A | 0 | 0 | 0 | #N/A | 0 | 0 | 0 | #N/A | 0 | 0 | 0 | #N/A | 0 | 0 | 0 | #N/A | 0 | 0 | 0 | #N/A | 0 | 0 | 0 | #N/A | 0 | 0 | 0 | #N/A | 0 | 0 | 0 | #N/A | 0 | 0 | 0 | #N/A | 0 | 0 | 0 | #N/A | 0 | 0 | 0 | #N/A | #DIV/0! | #DIV/0! | #DIV/0! | #N/A | 0 | 0 | 0 | #N/A | 0 | 0 | 0 | #N/A | 0 | 0 | 0 | #N/A | 0 | 0 | 0 | #N/A | 0 | 0 | 0 | #N/A | 0 | 0 | 0 | #N/A | #DIV/0! | #DIV/0! | #DIV/0! | #VALUE! | 0 | 0 | 0 | #N/A | 0 | 0 | 0 | #N/A | 0 | 0 | 0 | #N/A | 0 | 0 | 0 | #N/A | 0 | 0 | 0 | #N/A | 0 | 0 | 0 | #N/A | 0 | 0 | 0 | #N/A | 0 | 0 | 0 | #N/A | 0 | 0 | 0 | #N/A | 0 | 0 | 0 | #N/A | 0 | 0 | 0 | #N/A | 0 | 0 | 0 | #N/A | 0 | 0 | 0 | #N/A | 0 | 0 | 0 | #N/A | 0 | 0 | 0 | #N/A | 0 | 0 | 0 | #N/A | 0 | 0 | 0 | #N/A | #REF! | #REF! | #REF!
20 | 22 |  | 22 |  |  | Reactor System | 0 | 0 | 0 | 1195.9983 | 0 | 0 | 0 | 879.7201 | 0 | 0 | 0 | 1665.272 | 0 | 0 | 0 | 1240.8913 | 0 | 0 | 0 | 1445.2923 | 0 | 0 | 0 | 1065.1374 | 0 | 0 | 0 | 2078.7252 | 0 | 0 | 0 | 1551.554 | 0 | 0 | 0 | 1484.7325 | 0 | 0 | 0 | 855.0211 | 0 | 0 | 0 | 3836.0404 | 0 | 0 | 0 | 1825.5855 | 0 | 0 | 0 | 4456.6735 | 0 | 0 | 0 | 2042.642 | 0 | 0 | 0 | 1033.8793 | 0 | 0 | 0 | 845.3344 | 0 | 0 | 0 | 1108.7295 | 0 | 0 | 0 | 324.841 | 0 | 0 | 0 | 980.1571 | 0 | 0 | 0 | 1652.4717 | 0 | 0 | 0 | 3868.2782 | 0 | 0 | 0 | 4607.8823 | 0 | 0 | 0 | 556.2604 | 0 | 0 | 0 | 626.9754 | #DIV/0! | #DIV/0! | #DIV/0! | #N/A | 0 | 0 | 0 | 595.537 | 0 | 0 | 0 | 516.5794 | 0 | 0 | 0 | 460.4309 | 0 | 0 | 0 | 437.5971 | 0 | 0 | 0 | 418.7584 | 0 | 0 | 0 | 413.3177 | #DIV/0! | #DIV/0! | #DIV/0! | #VALUE! | 0 | 0 | 0 | 1597.8122 | 0 | 0 | 0 | 1866.5973 | 0 | 0 | 0 | 821.9636 | 0 | 0 | 0 | 821.9636 | 0 | 0 | 0 | 438.6576 | 0 | 0 | 0 | 387.8346 | 0 | 0 | 0 | 350.0538 | 0 | 0 | 0 | 661.6975 | 0 | 0 | 0 | 1762.1129 | 0 | 0 | 0 | 1557.0415 | 0 | 0 | 0 | 1423.4967 | 0 | 0 | 0 | 1401.5576 | 0 | 0 | 0 | 1656.8874 | 0 | 0 | 0 | 1528.4442 | 0 | 0 | 0 | 1508.3559 | 0 | 0 | 0 | 1340.4074 | 0 | 0 | 0 | 1237.2937 | #REF! | #REF! | #REF!
20 | 221 |  |  | 221 |  | Reactor Components | 0 | 0 | 0 | 706.8524 | 0 | 0 | 0 | 509.2707 | 0 | 0 | 0 | 871.2148 | 0 | 0 | 0 | 627.2941 | 0 | 0 | 0 | 822.7019 | 0 | 0 | 0 | 593.13 | 0 | 0 | 0 | 1063.6156 | 0 | 0 | 0 | 765.8974 | 0 | 0 | 0 | #N/A | 0 | 0 | 0 | #N/A | 0 | 0 | 0 | #N/A | 0 | 0 | 0 | #N/A | 0 | 0 | 0 | #N/A | 0 | 0 | 0 | #N/A | 0 | 0 | 0 | 531.4766 | 0 | 0 | 0 | 529.5942 | 0 | 0 | 0 | 750.6683 | 0 | 0 | 0 | 28.7438 | 0 | 0 | 0 | 697.6697 | 0 | 0 | 0 | #N/A | 0 | 0 | 0 | #N/A | 0 | 0 | 0 | #N/A | 0 | 0 | 0 | 295.7258 | 0 | 0 | 0 | 314.916 | #DIV/0! | #DIV/0! | #DIV/0! | #N/A | 0 | 0 | 0 | #N/A | 0 | 0 | 0 | #N/A | 0 | 0 | 0 | #N/A | 0 | 0 | 0 | #N/A | 0 | 0 | 0 | #N/A | 0 | 0 | 0 | #N/A | #DIV/0! | #DIV/0! | #DIV/0! | #VALUE! | 0 | 0 | 0 | #N/A | 0 | 0 | 0 | 864.298 | 0 | 0 | 0 | 198.3618 | 0 | 0 | 0 | 198.3618 | 0 | 0 | 0 | 231.3561 | 0 | 0 | 0 | 200.0934 | 0 | 0 | 0 | 180.1224 | 0 | 0 | 0 | 360.2447 | 0 | 0 | 0 | 1073.417 | 0 | 0 | 0 | 956.926 | 0 | 0 | 0 | 877.745 | 0 | 0 | 0 | 528.4139 | 0 | 0 | 0 | 895.4745 | 0 | 0 | 0 | 832.3156 | 0 | 0 | 0 | 935.2568 | 0 | 0 | 0 | 839.4007 | 0 | 0 | 0 | 779.9866 | #REF! | #REF! | #REF!
20 | 221.11 |  |  |  | 221.11 | Reactor support | 0 | 0 | 0 | #N/A | 0 | 0 | 0 | #N/A | 0 | 0 | 0 | #N/A | 0 | 0 | 0 | #N/A | 0 | 0 | 0 | #N/A | 0 | 0 | 0 | #N/A | 0 | 0 | 0 | #N/A | 0 | 0 | 0 | #N/A | 0 | 0 | 0 | #N/A | 0 | 0 | 0 | #N/A | 0 | 0 | 0 | #N/A | 0 | 0 | 0 | #N/A | 0 | 0 | 0 | #N/A | 0 | 0 | 0 | #N/A | 0 | 0 | 0 | #N/A | 0 | 0 | 0 | #N/A | 0 | 0 | 0 | #N/A | 0 | 0 | 0 | #N/A | 0 | 0 | 0 | #N/A | 0 | 0 | 0 | #N/A | 0 | 0 | 0 | #N/A | 0 | 0 | 0 | #N/A | 0 | 0 | 0 | #N/A | 0 | 0 | 0 | #N/A | #DIV/0! | #DIV/0! | #DIV/0! | #N/A | 0 | 0 | 0 | #N/A | 0 | 0 | 0 | #N/A | 0 | 0 | 0 | #N/A | 0 | 0 | 0 | #N/A | 0 | 0 | 0 | #N/A | 0 | 0 | 0 | #N/A | #DIV/0! | #DIV/0! | #DIV/0! | #VALUE! | 0 | 0 | 0 | #N/A | 0 | 0 | 0 | 54.351 | 0 | 0 | 0 | #N/A | 0 | 0 | 0 | #N/A | 0 | 0 | 0 | 113.7353 | 0 | 0 | 0 | 100.9871 | 0 | 0 | 0 | 91.006 | 0 | 0 | 0 | 182.0134 | 0 | 0 | 0 | 519.573 | 0 | 0 | 0 | 481.7145 | 0 | 0 | 0 | 458.1313 | 0 | 0 | 0 | 52.218 | 0 | 0 | 0 | 486.8869 | 0 | 0 | 0 | 466.29 | 0 | 0 | 0 | 493.5838 | 0 | 0 | 0 | 460.4346 | 0 | 0 | 0 | 440.4968 | #REF! | #REF! | #REF!
20 | 221.12 |  |  |  | 221.12 | Outer vessel structure | 0 | 0 | 0 | 447.181 | 0 | 0 | 0 | 322.0776 | 0 | 0 | 0 | 526.2259 | 0 | 0 | 0 | 379.0298 | 0 | 0 | 0 | 529.2874 | 0 | 0 | 0 | 381.3675 | 0 | 0 | 0 | 622.6855 | 0 | 0 | 0 | 448.7292 | 0 | 0 | 0 | #N/A | 0 | 0 | 0 | #N/A | 0 | 0 | 0 | #N/A | 0 | 0 | 0 | #N/A | 0 | 0 | 0 | #N/A | 0 | 0 | 0 | #N/A | 0 | 0 | 0 | #N/A | 0 | 0 | 0 | #N/A | 0 | 0 | 0 | #N/A | 0 | 0 | 0 | #N/A | 0 | 0 | 0 | #N/A | 0 | 0 | 0 | #N/A | 0 | 0 | 0 | #N/A | 0 | 0 | 0 | #N/A | 0 | 0 | 0 | #N/A | 0 | 0 | 0 | #N/A | #DIV/0! | #DIV/0! | #DIV/0! | #N/A | 0 | 0 | 0 | #N/A | 0 | 0 | 0 | #N/A | 0 | 0 | 0 | #N/A | 0 | 0 | 0 | #N/A | 0 | 0 | 0 | #N/A | 0 | 0 | 0 | #N/A | #DIV/0! | #DIV/0! | #DIV/0! | #VALUE! | 0 | 0 | 0 | #N/A | 0 | 0 | 0 | #N/A | 0 | 0 | 0 | #N/A | 0 | 0 | 0 | #N/A | 0 | 0 | 0 | #N/A | 0 | 0 | 0 | #N/A | 0 | 0 | 0 | #N/A | 0 | 0 | 0 | #N/A | 0 | 0 | 0 | #N/A | 0 | 0 | 0 | #N/A | 0 | 0 | 0 | #N/A | 0 | 0 | 0 | #N/A | 0 | 0 | 0 | #N/A | 0 | 0 | 0 | #N/A | 0 | 0 | 0 | #N/A | 0 | 0 | 0 | #N/A | 0 | 0 | 0 | #N/A | #REF! | #REF! | #REF!
20 | 221.13 |  |  |  | 221.13 | Inner vessel structure | 0 | 0 | 0 | 169.3582 | 0 | 0 | 0 | 123.0762 | 0 | 0 | 0 | 198.6114 | 0 | 0 | 0 | 144.3374 | 0 | 0 | 0 | 204.9621 | 0 | 0 | 0 | 148.9899 | 0 | 0 | 0 | 240.3431 | 0 | 0 | 0 | 174.7172 | 0 | 0 | 0 | #N/A | 0 | 0 | 0 | #N/A | 0 | 0 | 0 | #N/A | 0 | 0 | 0 | #N/A | 0 | 0 | 0 | #N/A | 0 | 0 | 0 | #N/A | 0 | 0 | 0 | #N/A | 0 | 0 | 0 | #N/A | 0 | 0 | 0 | #N/A | 0 | 0 | 0 | #N/A | 0 | 0 | 0 | #N/A | 0 | 0 | 0 | #N/A | 0 | 0 | 0 | #N/A | 0 | 0 | 0 | #N/A | 0 | 0 | 0 | #N/A | 0 | 0 | 0 | #N/A | #DIV/0! | #DIV/0! | #DIV/0! | #N/A | 0 | 0 | 0 | #N/A | 0 | 0 | 0 | #N/A | 0 | 0 | 0 | #N/A | 0 | 0 | 0 | #N/A | 0 | 0 | 0 | #N/A | 0 | 0 | 0 | #N/A | #DIV/0! | #DIV/0! | #DIV/0! | #VALUE! | 0 | 0 | 0 | #N/A | 0 | 0 | 0 | 760.6464 | 0 | 0 | 0 | #N/A | 0 | 0 | 0 | #N/A | 0 | 0 | 0 | #N/A | 0 | 0 | 0 | #N/A | 0 | 0 | 0 | #N/A | 0 | 0 | 0 | #N/A | 0 | 0 | 0 | #N/A | 0 | 0 | 0 | #N/A | 0 | 0 | 0 | #N/A | 0 | 0 | 0 | #N/A | 0 | 0 | 0 | #N/A | 0 | 0 | 0 | #N/A | 0 | 0 | 0 | #N/A | 0 | 0 | 0 | #N/A | 0 | 0 | 0 | #N/A | #REF! | #REF! | #REF!
20 | 221.21 |  |  |  | 221.21 | Reactivity control system | 0 | 0 | 0 | #N/A | 0 | 0 | 0 | #N/A | 0 | 0 | 0 | #N/A | 0 | 0 | 0 | #N/A | 0 | 0 | 0 | #N/A | 0 | 0 | 0 | #N/A | 0 | 0 | 0 | #N/A | 0 | 0 | 0 | #N/A | 0 | 0 | 0 | #N/A | 0 | 0 | 0 | #N/A | 0 | 0 | 0 | #N/A | 0 | 0 | 0 | #N/A | 0 | 0 | 0 | #N/A | 0 | 0 | 0 | #N/A | 0 | 0 | 0 | #N/A | 0 | 0 | 0 | #N/A | 0 | 0 | 0 | #N/A | 0 | 0 | 0 | #N/A | 0 | 0 | 0 | #N/A | 0 | 0 | 0 | #N/A | 0 | 0 | 0 | #N/A | 0 | 0 | 0 | #N/A | 0 | 0 | 0 | #N/A | 0 | 0 | 0 | #N/A | #DIV/0! | #DIV/0! | #DIV/0! | #N/A | 0 | 0 | 0 | #N/A | 0 | 0 | 0 | #N/A | 0 | 0 | 0 | #N/A | 0 | 0 | 0 | #N/A | 0 | 0 | 0 | #N/A | 0 | 0 | 0 | #N/A | #DIV/0! | #DIV/0! | #DIV/0! | #VALUE! | 0 | 0 | 0 | #N/A | 0 | 0 | 0 | 49.3005 | 0 | 0 | 0 | #N/A | 0 | 0 | 0 | #N/A | 0 | 0 | 0 | #N/A | 0 | 0 | 0 | #N/A | 0 | 0 | 0 | #N/A | 0 | 0 | 0 | #N/A | 0 | 0 | 0 | #N/A | 0 | 0 | 0 | #N/A | 0 | 0 | 0 | #N/A | 0 | 0 | 0 | #N/A | 0 | 0 | 0 | #N/A | 0 | 0 | 0 | #N/A | 0 | 0 | 0 | #N/A | 0 | 0 | 0 | #N/A | 0 | 0 | 0 | #N/A | #REF! | #REF! | #REF!
20 | 221.31 |  |  |  | 221.31 | Reflector | 0 | 0 | 0 | #N/A | 0 | 0 | 0 | #N/A | 0 | 0 | 0 | #N/A | 0 | 0 | 0 | #N/A | 0 | 0 | 0 | #N/A | 0 | 0 | 0 | #N/A | 0 | 0 | 0 | #N/A | 0 | 0 | 0 | #N/A | 0 | 0 | 0 | #N/A | 0 | 0 | 0 | #N/A | 0 | 0 | 0 | #N/A | 0 | 0 | 0 | #N/A | 0 | 0 | 0 | #N/A | 0 | 0 | 0 | #N/A | 0 | 0 | 0 | #N/A | 0 | 0 | 0 | #N/A | 0 | 0 | 0 | #N/A | 0 | 0 | 0 | #N/A | 0 | 0 | 0 | #N/A | 0 | 0 | 0 | #N/A | 0 | 0 | 0 | #N/A | 0 | 0 | 0 | #N/A | 0 | 0 | 0 | #N/A | 0 | 0 | 0 | #N/A | #DIV/0! | #DIV/0! | #DIV/0! | #N/A | 0 | 0 | 0 | #N/A | 0 | 0 | 0 | #N/A | 0 | 0 | 0 | #N/A | 0 | 0 | 0 | #N/A | 0 | 0 | 0 | #N/A | 0 | 0 | 0 | #N/A | #DIV/0! | #DIV/0! | #DIV/0! | #VALUE! | 0 | 0 | 0 | #N/A | 0 | 0 | 0 | #N/A | 0 | 0 | 0 | #N/A | 0 | 0 | 0 | #N/A | 0 | 0 | 0 | #N/A | 0 | 0 | 0 | #N/A | 0 | 0 | 0 | #N/A | 0 | 0 | 0 | #N/A | 0 | 0 | 0 | #N/A | 0 | 0 | 0 | #N/A | 0 | 0 | 0 | #N/A | 0 | 0 | 0 | #N/A | 0 | 0 | 0 | #N/A | 0 | 0 | 0 | #N/A | 0 | 0 | 0 | #N/A | 0 | 0 | 0 | #N/A | 0 | 0 | 0 | #N/A | #REF! | #REF! | #REF!
20 | 221.32 |  |  |  | 221.32 | Shield | 0 | 0 | 0 | #N/A | 0 | 0 | 0 | #N/A | 0 | 0 | 0 | #N/A | 0 | 0 | 0 | #N/A | 0 | 0 | 0 | #N/A | 0 | 0 | 0 | #N/A | 0 | 0 | 0 | #N/A | 0 | 0 | 0 | #N/A | 0 | 0 | 0 | #N/A | 0 | 0 | 0 | #N/A | 0 | 0 | 0 | #N/A | 0 | 0 | 0 | #N/A | 0 | 0 | 0 | #N/A | 0 | 0 | 0 | #N/A | 0 | 0 | 0 | #N/A | 0 | 0 | 0 | #N/A | 0 | 0 | 0 | #N/A | 0 | 0 | 0 | #N/A | 0 | 0 | 0 | #N/A | 0 | 0 | 0 | #N/A | 0 | 0 | 0 | #N/A | 0 | 0 | 0 | #N/A | 0 | 0 | 0 | #N/A | 0 | 0 | 0 | #N/A | #DIV/0! | #DIV/0! | #DIV/0! | #N/A | 0 | 0 | 0 | #N/A | 0 | 0 | 0 | #N/A | 0 | 0 | 0 | #N/A | 0 | 0 | 0 | #N/A | 0 | 0 | 0 | #N/A | 0 | 0 | 0 | #N/A | #DIV/0! | #DIV/0! | #DIV/0! | #VALUE! | 0 | 0 | 0 | #N/A | 0 | 0 | 0 | #N/A | 0 | 0 | 0 | #N/A | 0 | 0 | 0 | #N/A | 0 | 0 | 0 | #N/A | 0 | 0 | 0 | #N/A | 0 | 0 | 0 | #N/A | 0 | 0 | 0 | #N/A | 0 | 0 | 0 | #N/A | 0 | 0 | 0 | #N/A | 0 | 0 | 0 | #N/A | 0 | 0 | 0 | #N/A | 0 | 0 | 0 | #N/A | 0 | 0 | 0 | #N/A | 0 | 0 | 0 | #N/A | 0 | 0 | 0 | #N/A | 0 | 0 | 0 | #N/A | #REF! | #REF! | #REF!
20 | 221.33 |  |  |  | 221.33 | Moderator | 0 | 0 | 0 | 90.3133 | 0 | 0 | 0 | 64.1169 | 0 | 0 | 0 | 146.3774 | 0 | 0 | 0 | 103.9268 | 0 | 0 | 0 | 88.4523 | 0 | 0 | 0 | 62.7726 | 0 | 0 | 0 | 200.5871 | 0 | 0 | 0 | 142.4511 | 0 | 0 | 0 | #N/A | 0 | 0 | 0 | #N/A | 0 | 0 | 0 | #N/A | 0 | 0 | 0 | #N/A | 0 | 0 | 0 | #N/A | 0 | 0 | 0 | #N/A | 0 | 0 | 0 | #N/A | 0 | 0 | 0 | #N/A | 0 | 0 | 0 | #N/A | 0 | 0 | 0 | #N/A | 0 | 0 | 0 | #N/A | 0 | 0 | 0 | #N/A | 0 | 0 | 0 | #N/A | 0 | 0 | 0 | #N/A | 0 | 0 | 0 | #N/A | 0 | 0 | 0 | #N/A | #DIV/0! | #DIV/0! | #DIV/0! | #N/A | 0 | 0 | 0 | #N/A | 0 | 0 | 0 | #N/A | 0 | 0 | 0 | #N/A | 0 | 0 | 0 | #N/A | 0 | 0 | 0 | #N/A | 0 | 0 | 0 | #N/A | #DIV/0! | #DIV/0! | #DIV/0! | #VALUE! | 0 | 0 | 0 | #N/A | 0 | 0 | 0 | #N/A | 0 | 0 | 0 | #N/A | 0 | 0 | 0 | #N/A | 0 | 0 | 0 | #N/A | 0 | 0 | 0 | #N/A | 0 | 0 | 0 | #N/A | 0 | 0 | 0 | #N/A | 0 | 0 | 0 | #N/A | 0 | 0 | 0 | #N/A | 0 | 0 | 0 | #N/A | 0 | 0 | 0 | #N/A | 0 | 0 | 0 | #N/A | 0 | 0 | 0 | #N/A | 0 | 0 | 0 | #N/A | 0 | 0 | 0 | #N/A | 0 | 0 | 0 | #N/A | #REF! | #REF! | #REF!
20 | 222 |  |  | 222 |  | Main Heat Transport System | 0 | 0 | 0 | 104.5791 | 0 | 0 | 0 | 77.1085 | 0 | 0 | 0 | 122.0089 | 0 | 0 | 0 | 89.9247 | 0 | 0 | 0 | 126.6866 | 0 | 0 | 0 | 93.3981 | 0 | 0 | 0 | 147.7059 | 0 | 0 | 0 | 108.901 | 0 | 0 | 0 | #N/A | 0 | 0 | 0 | #N/A | 0 | 0 | 0 | #N/A | 0 | 0 | 0 | #N/A | 0 | 0 | 0 | #N/A | 0 | 0 | 0 | #N/A | 0 | 0 | 0 | 57.2112 | 0 | 0 | 0 | 27.611 | 0 | 0 | 0 | 31.2746 | 0 | 0 | 0 | 26.5731 | 0 | 0 | 0 | 34.3738 | 0 | 0 | 0 | #N/A | 0 | 0 | 0 | #N/A | 0 | 0 | 0 | #N/A | 0 | 0 | 0 | #N/A | 0 | 0 | 0 | 38.9782 | #DIV/0! | #DIV/0! | #DIV/0! | #N/A | 0 | 0 | 0 | #N/A | 0 | 0 | 0 | #N/A | 0 | 0 | 0 | #N/A | 0 | 0 | 0 | #N/A | 0 | 0 | 0 | #N/A | 0 | 0 | 0 | #N/A | #DIV/0! | #DIV/0! | #DIV/0! | #VALUE! | 0 | 0 | 0 | #N/A | 0 | 0 | 0 | 465.278 | 0 | 0 | 0 | 163.3601 | 0 | 0 | 0 | 163.3601 | 0 | 0 | 0 | 72.988 | 0 | 0 | 0 | 64.8565 | 0 | 0 | 0 | 55.982 | 0 | 0 | 0 | 111.9639 | 0 | 0 | 0 | 433.9092 | 0 | 0 | 0 | 378.1724 | 0 | 0 | 0 | 342.1267 | 0 | 0 | 0 | 650.4643 | 0 | 0 | 0 | 567.2603 | 0 | 0 | 0 | 516.2814 | 0 | 0 | 0 | 362.8124 | 0 | 0 | 0 | 319.1261 | 0 | 0 | 0 | 288.8912 | #REF! | #REF! | #REF!
20 | 222.1 |  |  |  | 222.1 | Reactor coolant system | 0 | 0 | 0 | #N/A | 0 | 0 | 0 | #N/A | 0 | 0 | 0 | #N/A | 0 | 0 | 0 | #N/A | 0 | 0 | 0 | #N/A | 0 | 0 | 0 | #N/A | 0 | 0 | 0 | #N/A | 0 | 0 | 0 | #N/A | 0 | 0 | 0 | #N/A | 0 | 0 | 0 | #N/A | 0 | 0 | 0 | #N/A | 0 | 0 | 0 | #N/A | 0 | 0 | 0 | #N/A | 0 | 0 | 0 | #N/A | 0 | 0 | 0 | #N/A | 0 | 0 | 0 | #N/A | 0 | 0 | 0 | #N/A | 0 | 0 | 0 | #N/A | 0 | 0 | 0 | #N/A | 0 | 0 | 0 | #N/A | 0 | 0 | 0 | #N/A | 0 | 0 | 0 | #N/A | 0 | 0 | 0 | #N/A | 0 | 0 | 0 | #N/A | #DIV/0! | #DIV/0! | #DIV/0! | #N/A | 0 | 0 | 0 | #N/A | 0 | 0 | 0 | #N/A | 0 | 0 | 0 | #N/A | 0 | 0 | 0 | #N/A | 0 | 0 | 0 | #N/A | 0 | 0 | 0 | #N/A | #DIV/0! | #DIV/0! | #DIV/0! | #VALUE! | 0 | 0 | 0 | #N/A | 0 | 0 | 0 | 51.8425 | 0 | 0 | 0 | #N/A | 0 | 0 | 0 | #N/A | 0 | 0 | 0 | #N/A | 0 | 0 | 0 | #N/A | 0 | 0 | 0 | #N/A | 0 | 0 | 0 | #N/A | 0 | 0 | 0 | #N/A | 0 | 0 | 0 | #N/A | 0 | 0 | 0 | #N/A | 0 | 0 | 0 | #N/A | 0 | 0 | 0 | #N/A | 0 | 0 | 0 | #N/A | 0 | 0 | 0 | #N/A | 0 | 0 | 0 | #N/A | 0 | 0 | 0 | #N/A | #REF! | #REF! | #REF!
20 | 222.2 |  |  |  | 222.2 | Heat exchangers | 0 | 0 | 0 | 104.5791 | 0 | 0 | 0 | 77.1085 | 0 | 0 | 0 | 122.0089 | 0 | 0 | 0 | 89.9247 | 0 | 0 | 0 | 126.6866 | 0 | 0 | 0 | 93.3981 | 0 | 0 | 0 | 147.7059 | 0 | 0 | 0 | 108.901 | 0 | 0 | 0 | #N/A | 0 | 0 | 0 | #N/A | 0 | 0 | 0 | #N/A | 0 | 0 | 0 | #N/A | 0 | 0 | 0 | #N/A | 0 | 0 | 0 | #N/A | 0 | 0 | 0 | #N/A | 0 | 0 | 0 | #N/A | 0 | 0 | 0 | #N/A | 0 | 0 | 0 | #N/A | 0 | 0 | 0 | #N/A | 0 | 0 | 0 | #N/A | 0 | 0 | 0 | #N/A | 0 | 0 | 0 | #N/A | 0 | 0 | 0 | #N/A | 0 | 0 | 0 | #N/A | #DIV/0! | #DIV/0! | #DIV/0! | #N/A | 0 | 0 | 0 | #N/A | 0 | 0 | 0 | #N/A | 0 | 0 | 0 | #N/A | 0 | 0 | 0 | #N/A | 0 | 0 | 0 | #N/A | 0 | 0 | 0 | #N/A | #DIV/0! | #DIV/0! | #DIV/0! | #VALUE! | 0 | 0 | 0 | #N/A | 0 | 0 | 0 | #N/A | 0 | 0 | 0 | #N/A | 0 | 0 | 0 | #N/A | 0 | 0 | 0 | #N/A | 0 | 0 | 0 | #N/A | 0 | 0 | 0 | #N/A | 0 | 0 | 0 | #N/A | 0 | 0 | 0 | #N/A | 0 | 0 | 0 | #N/A | 0 | 0 | 0 | #N/A | 0 | 0 | 0 | #N/A | 0 | 0 | 0 | #N/A | 0 | 0 | 0 | #N/A | 0 | 0 | 0 | #N/A | 0 | 0 | 0 | #N/A | 0 | 0 | 0 | #N/A | #REF! | #REF! | #REF!
20 | 222.3 |  |  |  | 222.3 | Pressurizer system | 0 | 0 | 0 | #N/A | 0 | 0 | 0 | #N/A | 0 | 0 | 0 | #N/A | 0 | 0 | 0 | #N/A | 0 | 0 | 0 | #N/A | 0 | 0 | 0 | #N/A | 0 | 0 | 0 | #N/A | 0 | 0 | 0 | #N/A | 0 | 0 | 0 | #N/A | 0 | 0 | 0 | #N/A | 0 | 0 | 0 | #N/A | 0 | 0 | 0 | #N/A | 0 | 0 | 0 | #N/A | 0 | 0 | 0 | #N/A | 0 | 0 | 0 | #N/A | 0 | 0 | 0 | #N/A | 0 | 0 | 0 | #N/A | 0 | 0 | 0 | #N/A | 0 | 0 | 0 | #N/A | 0 | 0 | 0 | #N/A | 0 | 0 | 0 | #N/A | 0 | 0 | 0 | #N/A | 0 | 0 | 0 | #N/A | 0 | 0 | 0 | #N/A | #DIV/0! | #DIV/0! | #DIV/0! | #N/A | 0 | 0 | 0 | #N/A | 0 | 0 | 0 | #N/A | 0 | 0 | 0 | #N/A | 0 | 0 | 0 | #N/A | 0 | 0 | 0 | #N/A | 0 | 0 | 0 | #N/A | #DIV/0! | #DIV/0! | #DIV/0! | #VALUE! | 0 | 0 | 0 | #N/A | 0 | 0 | 0 | 5.0839 | 0 | 0 | 0 | #N/A | 0 | 0 | 0 | #N/A | 0 | 0 | 0 | #N/A | 0 | 0 | 0 | #N/A | 0 | 0 | 0 | #N/A | 0 | 0 | 0 | #N/A | 0 | 0 | 0 | #N/A | 0 | 0 | 0 | #N/A | 0 | 0 | 0 | #N/A | 0 | 0 | 0 | #N/A | 0 | 0 | 0 | #N/A | 0 | 0 | 0 | #N/A | 0 | 0 | 0 | #N/A | 0 | 0 | 0 | #N/A | 0 | 0 | 0 | #N/A | #REF! | #REF! | #REF!
20 | 223 |  |  | 223 |  | Safety Systems | 0 | 0 | 0 | 70.0524 | 0 | 0 | 0 | 70.0269 | 0 | 0 | 0 | 160.4767 | 0 | 0 | 0 | 160.4628 | 0 | 0 | 0 | 91.6861 | 0 | 0 | 0 | 91.6385 | 0 | 0 | 0 | 210.003 | 0 | 0 | 0 | 210.003 | 0 | 0 | 0 | #N/A | 0 | 0 | 0 | #N/A | 0 | 0 | 0 | #N/A | 0 | 0 | 0 | #N/A | 0 | 0 | 0 | #N/A | 0 | 0 | 0 | #N/A | 0 | 0 | 0 | 68.0323 | 0 | 0 | 0 | 34.6344 | 0 | 0 | 0 | 35.955 | 0 | 0 | 0 | 32.1947 | 0 | 0 | 0 | 26.7902 | 0 | 0 | 0 | #N/A | 0 | 0 | 0 | #N/A | 0 | 0 | 0 | #N/A | 0 | 0 | 0 | 3.4316 | 0 | 0 | 0 | #N/A | #DIV/0! | #DIV/0! | #DIV/0! | #N/A | 0 | 0 | 0 | #N/A | 0 | 0 | 0 | #N/A | 0 | 0 | 0 | #N/A | 0 | 0 | 0 | #N/A | 0 | 0 | 0 | #N/A | 0 | 0 | 0 | #N/A | #DIV/0! | #DIV/0! | #DIV/0! | #VALUE! | 0 | 0 | 0 | #N/A | 0 | 0 | 0 | #N/A | 0 | 0 | 0 | 61.7535 | 0 | 0 | 0 | 61.7535 | 0 | 0 | 0 | 25.8924 | 0 | 0 | 0 | 23.1031 | 0 | 0 | 0 | 20.5399 | 0 | 0 | 0 | 41.0827 | 0 | 0 | 0 | 80.0543 | 0 | 0 | 0 | 68.9916 | 0 | 0 | 0 | 62.8426 | 0 | 0 | 0 | 72.5503 | 0 | 0 | 0 | 62.9453 | 0 | 0 | 0 | 58.0631 | 0 | 0 | 0 | 65.1025 | 0 | 0 | 0 | 56.2633 | 0 | 0 | 0 | 51.7624 | #REF! | #REF! | #REF!
20 | 223.1 |  |  |  | 223.1 | Residual Heat Removal System | 0 | 0 | 0 | #N/A | 0 | 0 | 0 | #N/A | 0 | 0 | 0 | #N/A | 0 | 0 | 0 | #N/A | 0 | 0 | 0 | #N/A | 0 | 0 | 0 | #N/A | 0 | 0 | 0 | #N/A | 0 | 0 | 0 | #N/A | 0 | 0 | 0 | #N/A | 0 | 0 | 0 | #N/A | 0 | 0 | 0 | #N/A | 0 | 0 | 0 | #N/A | 0 | 0 | 0 | #N/A | 0 | 0 | 0 | #N/A | 0 | 0 | 0 | #N/A | 0 | 0 | 0 | #N/A | 0 | 0 | 0 | #N/A | 0 | 0 | 0 | #N/A | 0 | 0 | 0 | #N/A | 0 | 0 | 0 | #N/A | 0 | 0 | 0 | #N/A | 0 | 0 | 0 | #N/A | 0 | 0 | 0 | #N/A | 0 | 0 | 0 | #N/A | #DIV/0! | #DIV/0! | #DIV/0! | #N/A | 0 | 0 | 0 | #N/A | 0 | 0 | 0 | #N/A | 0 | 0 | 0 | #N/A | 0 | 0 | 0 | #N/A | 0 | 0 | 0 | #N/A | 0 | 0 | 0 | #N/A | #DIV/0! | #DIV/0! | #DIV/0! | #VALUE! | 0 | 0 | 0 | #N/A | 0 | 0 | 0 | #N/A | 0 | 0 | 0 | #N/A | 0 | 0 | 0 | #N/A | 0 | 0 | 0 | #N/A | 0 | 0 | 0 | #N/A | 0 | 0 | 0 | #N/A | 0 | 0 | 0 | #N/A | 0 | 0 | 0 | #N/A | 0 | 0 | 0 | #N/A | 0 | 0 | 0 | #N/A | 0 | 0 | 0 | #N/A | 0 | 0 | 0 | #N/A | 0 | 0 | 0 | #N/A | 0 | 0 | 0 | #N/A | 0 | 0 | 0 | #N/A | 0 | 0 | 0 | #N/A | #REF! | #REF! | #REF!
20 | 223.3 |  |  |  | 223.3 | Safety Injection System | 0 | 0 | 0 | #N/A | 0 | 0 | 0 | #N/A | 0 | 0 | 0 | #N/A | 0 | 0 | 0 | #N/A | 0 | 0 | 0 | #N/A | 0 | 0 | 0 | #N/A | 0 | 0 | 0 | #N/A | 0 | 0 | 0 | #N/A | 0 | 0 | 0 | #N/A | 0 | 0 | 0 | #N/A | 0 | 0 | 0 | #N/A | 0 | 0 | 0 | #N/A | 0 | 0 | 0 | #N/A | 0 | 0 | 0 | #N/A | 0 | 0 | 0 | #N/A | 0 | 0 | 0 | #N/A | 0 | 0 | 0 | #N/A | 0 | 0 | 0 | #N/A | 0 | 0 | 0 | #N/A | 0 | 0 | 0 | #N/A | 0 | 0 | 0 | #N/A | 0 | 0 | 0 | #N/A | 0 | 0 | 0 | #N/A | 0 | 0 | 0 | #N/A | #DIV/0! | #DIV/0! | #DIV/0! | #N/A | 0 | 0 | 0 | #N/A | 0 | 0 | 0 | #N/A | 0 | 0 | 0 | #N/A | 0 | 0 | 0 | #N/A | 0 | 0 | 0 | #N/A | 0 | 0 | 0 | #N/A | #DIV/0! | #DIV/0! | #DIV/0! | #VALUE! | 0 | 0 | 0 | #N/A | 0 | 0 | 0 | #N/A | 0 | 0 | 0 | #N/A | 0 | 0 | 0 | #N/A | 0 | 0 | 0 | #N/A | 0 | 0 | 0 | #N/A | 0 | 0 | 0 | #N/A | 0 | 0 | 0 | #N/A | 0 | 0 | 0 | #N/A | 0 | 0 | 0 | #N/A | 0 | 0 | 0 | #N/A | 0 | 0 | 0 | #N/A | 0 | 0 | 0 | #N/A | 0 | 0 | 0 | #N/A | 0 | 0 | 0 | #N/A | 0 | 0 | 0 | #N/A | 0 | 0 | 0 | #N/A | #REF! | #REF! | #REF!
20 | 223.4 |  |  |  | 223.4 | Containment Spray System | 0 | 0 | 0 | #N/A | 0 | 0 | 0 | #N/A | 0 | 0 | 0 | #N/A | 0 | 0 | 0 | #N/A | 0 | 0 | 0 | #N/A | 0 | 0 | 0 | #N/A | 0 | 0 | 0 | #N/A | 0 | 0 | 0 | #N/A | 0 | 0 | 0 | #N/A | 0 | 0 | 0 | #N/A | 0 | 0 | 0 | #N/A | 0 | 0 | 0 | #N/A | 0 | 0 | 0 | #N/A | 0 | 0 | 0 | #N/A | 0 | 0 | 0 | #N/A | 0 | 0 | 0 | #N/A | 0 | 0 | 0 | #N/A | 0 | 0 | 0 | #N/A | 0 | 0 | 0 | #N/A | 0 | 0 | 0 | #N/A | 0 | 0 | 0 | #N/A | 0 | 0 | 0 | #N/A | 0 | 0 | 0 | #N/A | 0 | 0 | 0 | #N/A | #DIV/0! | #DIV/0! | #DIV/0! | #N/A | 0 | 0 | 0 | #N/A | 0 | 0 | 0 | #N/A | 0 | 0 | 0 | #N/A | 0 | 0 | 0 | #N/A | 0 | 0 | 0 | #N/A | 0 | 0 | 0 | #N/A | #DIV/0! | #DIV/0! | #DIV/0! | #VALUE! | 0 | 0 | 0 | #N/A | 0 | 0 | 0 | #N/A | 0 | 0 | 0 | #N/A | 0 | 0 | 0 | #N/A | 0 | 0 | 0 | 17.4197 | 0 | 0 | 0 | 15.0884 | 0 | 0 | 0 | 13.3968 | 0 | 0 | 0 | 26.7951 | 0 | 0 | 0 | 16.3323 | 0 | 0 | 0 | 15.0432 | 0 | 0 | 0 | 13.9242 | 0 | 0 | 0 | 16.3923 | 0 | 0 | 0 | 15.2742 | 0 | 0 | 0 | 14.3305 | 0 | 0 | 0 | 13.0158 | 0 | 0 | 0 | 12.0482 | 0 | 0 | 0 | 11.2003 | #REF! | #REF! | #REF!
20 | 223.5 |  |  |  | 223.5 | Combustible Gas Control System | 0 | 0 | 0 | #N/A | 0 | 0 | 0 | #N/A | 0 | 0 | 0 | #N/A | 0 | 0 | 0 | #N/A | 0 | 0 | 0 | #N/A | 0 | 0 | 0 | #N/A | 0 | 0 | 0 | #N/A | 0 | 0 | 0 | #N/A | 0 | 0 | 0 | #N/A | 0 | 0 | 0 | #N/A | 0 | 0 | 0 | #N/A | 0 | 0 | 0 | #N/A | 0 | 0 | 0 | #N/A | 0 | 0 | 0 | #N/A | 0 | 0 | 0 | #N/A | 0 | 0 | 0 | #N/A | 0 | 0 | 0 | #N/A | 0 | 0 | 0 | #N/A | 0 | 0 | 0 | #N/A | 0 | 0 | 0 | #N/A | 0 | 0 | 0 | #N/A | 0 | 0 | 0 | #N/A | 0 | 0 | 0 | #N/A | 0 | 0 | 0 | #N/A | #DIV/0! | #DIV/0! | #DIV/0! | #N/A | 0 | 0 | 0 | #N/A | 0 | 0 | 0 | #N/A | 0 | 0 | 0 | #N/A | 0 | 0 | 0 | #N/A | 0 | 0 | 0 | #N/A | 0 | 0 | 0 | #N/A | #DIV/0! | #DIV/0! | #DIV/0! | #VALUE! | 0 | 0 | 0 | #N/A | 0 | 0 | 0 | #N/A | 0 | 0 | 0 | #N/A | 0 | 0 | 0 | #N/A | 0 | 0 | 0 | #N/A | 0 | 0 | 0 | #N/A | 0 | 0 | 0 | #N/A | 0 | 0 | 0 | #N/A | 0 | 0 | 0 | #N/A | 0 | 0 | 0 | #N/A | 0 | 0 | 0 | #N/A | 0 | 0 | 0 | #N/A | 0 | 0 | 0 | #N/A | 0 | 0 | 0 | #N/A | 0 | 0 | 0 | #N/A | 0 | 0 | 0 | #N/A | 0 | 0 | 0 | #N/A | #REF! | #REF! | #REF!
20 | 223.2 |  |  |  | 223.2 | Reactor Cavity Cooling System (RCCS) | 0 | 0 | 0 | 70.0524 | 0 | 0 | 0 | 70.0269 | 0 | 0 | 0 | 160.4767 | 0 | 0 | 0 | 160.4628 | 0 | 0 | 0 | 91.6861 | 0 | 0 | 0 | 91.6385 | 0 | 0 | 0 | 210.003 | 0 | 0 | 0 | 210.003 | 0 | 0 | 0 | #N/A | 0 | 0 | 0 | #N/A | 0 | 0 | 0 | #N/A | 0 | 0 | 0 | #N/A | 0 | 0 | 0 | #N/A | 0 | 0 | 0 | #N/A | 0 | 0 | 0 | #N/A | 0 | 0 | 0 | #N/A | 0 | 0 | 0 | #N/A | 0 | 0 | 0 | #N/A | 0 | 0 | 0 | #N/A | 0 | 0 | 0 | #N/A | 0 | 0 | 0 | #N/A | 0 | 0 | 0 | #N/A | 0 | 0 | 0 | #N/A | 0 | 0 | 0 | #N/A | #DIV/0! | #DIV/0! | #DIV/0! | #N/A | 0 | 0 | 0 | #N/A | 0 | 0 | 0 | #N/A | 0 | 0 | 0 | #N/A | 0 | 0 | 0 | #N/A | 0 | 0 | 0 | #N/A | 0 | 0 | 0 | #N/A | #DIV/0! | #DIV/0! | #DIV/0! | #VALUE! | 0 | 0 | 0 | #N/A | 0 | 0 | 0 | #N/A | 0 | 0 | 0 | #N/A | 0 | 0 | 0 | #N/A | 0 | 0 | 0 | 8.4727 | 0 | 0 | 0 | 8.0147 | 0 | 0 | 0 | 7.1431 | 0 | 0 | 0 | 14.2876 | 0 | 0 | 0 | 63.722 | 0 | 0 | 0 | 53.9484 | 0 | 0 | 0 | 48.9184 | 0 | 0 | 0 | 56.158 | 0 | 0 | 0 | 47.6711 | 0 | 0 | 0 | 43.7326 | 0 | 0 | 0 | 52.0867 | 0 | 0 | 0 | 44.2151 | 0 | 0 | 0 | 40.5621 | #REF! | #REF! | #REF!
20 | 224 |  |  | 224 |  | Radioactive Byproduct Processing Systems | 0 | 0 | 0 | #N/A | 0 | 0 | 0 | #N/A | 0 | 0 | 0 | #N/A | 0 | 0 | 0 | #N/A | 0 | 0 | 0 | #N/A | 0 | 0 | 0 | #N/A | 0 | 0 | 0 | #N/A | 0 | 0 | 0 | #N/A | 0 | 0 | 0 | #N/A | 0 | 0 | 0 | #N/A | 0 | 0 | 0 | #N/A | 0 | 0 | 0 | #N/A | 0 | 0 | 0 | #N/A | 0 | 0 | 0 | #N/A | 0 | 0 | 0 | 86.0986 | 0 | 0 | 0 | 58.4176 | 0 | 0 | 0 | 67.8799 | 0 | 0 | 0 | 55.4685 | 0 | 0 | 0 | 55.5102 | 0 | 0 | 0 | #N/A | 0 | 0 | 0 | #N/A | 0 | 0 | 0 | #N/A | 0 | 0 | 0 | 27.9546 | 0 | 0 | 0 | 36.4642 | #DIV/0! | #DIV/0! | #DIV/0! | #N/A | 0 | 0 | 0 | #N/A | 0 | 0 | 0 | #N/A | 0 | 0 | 0 | #N/A | 0 | 0 | 0 | #N/A | 0 | 0 | 0 | #N/A | 0 | 0 | 0 | #N/A | #DIV/0! | #DIV/0! | #DIV/0! | #VALUE! | 0 | 0 | 0 | #N/A | 0 | 0 | 0 | 199.3427 | 0 | 0 | 0 | 73.8668 | 0 | 0 | 0 | 73.8668 | 0 | 0 | 0 | #N/A | 0 | 0 | 0 | #N/A | 0 | 0 | 0 | #N/A | 0 | 0 | 0 | #N/A | 0 | 0 | 0 | #N/A | 0 | 0 | 0 | #N/A | 0 | 0 | 0 | #N/A | 0 | 0 | 0 | #N/A | 0 | 0 | 0 | #N/A | 0 | 0 | 0 | #N/A | 0 | 0 | 0 | #N/A | 0 | 0 | 0 | #N/A | 0 | 0 | 0 | #N/A | #REF! | #REF! | #REF!
20 | 225 |  |  | 225 |  | Fuel Handling Systems | 0 | 0 | 0 | 314.5144 | 0 | 0 | 0 | 223.3141 | 0 | 0 | 0 | 511.5716 | 0 | 0 | 0 | 363.2097 | 0 | 0 | 0 | 404.2177 | 0 | 0 | 0 | 286.9708 | 0 | 0 | 0 | 657.4006 | 0 | 0 | 0 | 466.7526 | 0 | 0 | 0 | #N/A | 0 | 0 | 0 | #N/A | 0 | 0 | 0 | #N/A | 0 | 0 | 0 | #N/A | 0 | 0 | 0 | #N/A | 0 | 0 | 0 | #N/A | 0 | 0 | 0 | 11.8506 | 0 | 0 | 0 | 8.8346 | 0 | 0 | 0 | 10.6039 | 0 | 0 | 0 | 8.656 | 0 | 0 | 0 | 5.4581 | 0 | 0 | 0 | #N/A | 0 | 0 | 0 | #N/A | 0 | 0 | 0 | #N/A | 0 | 0 | 0 | 18.82 | 0 | 0 | 0 | 24.3173 | #DIV/0! | #DIV/0! | #DIV/0! | #N/A | 0 | 0 | 0 | #N/A | 0 | 0 | 0 | #N/A | 0 | 0 | 0 | #N/A | 0 | 0 | 0 | #N/A | 0 | 0 | 0 | #N/A | 0 | 0 | 0 | #N/A | #DIV/0! | #DIV/0! | #DIV/0! | #VALUE! | 0 | 0 | 0 | #N/A | 0 | 0 | 0 | #N/A | 0 | 0 | 0 | 51.61 | 0 | 0 | 0 | 51.61 | 0 | 0 | 0 | 53.9255 | 0 | 0 | 0 | 50.04 | 0 | 0 | 0 | 44.8382 | 0 | 0 | 0 | 58.2084 | 0 | 0 | 0 | 65.0391 | 0 | 0 | 0 | 58.8419 | 0 | 0 | 0 | 54.3453 | 0 | 0 | 0 | 55.874 | 0 | 0 | 0 | 50.5443 | 0 | 0 | 0 | 47.103 | 0 | 0 | 0 | 51.8234 | 0 | 0 | 0 | 46.88 | 0 | 0 | 0 | 43.6882 | #REF! | #REF! | #REF!
20 | 225.1 |  |  |  | 225.1 | Core Refueling Equipment | 0 | 0 | 0 | 314.5144 | 0 | 0 | 0 | 223.3141 | 0 | 0 | 0 | 511.5716 | 0 | 0 | 0 | 363.2097 | 0 | 0 | 0 | 404.2177 | 0 | 0 | 0 | 286.9708 | 0 | 0 | 0 | 657.4006 | 0 | 0 | 0 | 466.7526 | 0 | 0 | 0 | #N/A | 0 | 0 | 0 | #N/A | 0 | 0 | 0 | #N/A | 0 | 0 | 0 | #N/A | 0 | 0 | 0 | #N/A | 0 | 0 | 0 | #N/A | 0 | 0 | 0 | #N/A | 0 | 0 | 0 | #N/A | 0 | 0 | 0 | #N/A | 0 | 0 | 0 | #N/A | 0 | 0 | 0 | #N/A | 0 | 0 | 0 | #N/A | 0 | 0 | 0 | #N/A | 0 | 0 | 0 | #N/A | 0 | 0 | 0 | #N/A | 0 | 0 | 0 | #N/A | #DIV/0! | #DIV/0! | #DIV/0! | #N/A | 0 | 0 | 0 | #N/A | 0 | 0 | 0 | #N/A | 0 | 0 | 0 | #N/A | 0 | 0 | 0 | #N/A | 0 | 0 | 0 | #N/A | 0 | 0 | 0 | #N/A | #DIV/0! | #DIV/0! | #DIV/0! | #VALUE! | 0 | 0 | 0 | #N/A | 0 | 0 | 0 | #N/A | 0 | 0 | 0 | #N/A | 0 | 0 | 0 | #N/A | 0 | 0 | 0 | #N/A | 0 | 0 | 0 | #N/A | 0 | 0 | 0 | #N/A | 0 | 0 | 0 | #N/A | 0 | 0 | 0 | #N/A | 0 | 0 | 0 | #N/A | 0 | 0 | 0 | #N/A | 0 | 0 | 0 | #N/A | 0 | 0 | 0 | #N/A | 0 | 0 | 0 | #N/A | 0 | 0 | 0 | #N/A | 0 | 0 | 0 | #N/A | 0 | 0 | 0 | #N/A | #REF! | #REF! | #REF!
20 | 226 |  |  | 226 |  | Other Reactor Plant Equipment | 0 | 0 | 0 | #N/A | 0 | 0 | 0 | #N/A | 0 | 0 | 0 | #N/A | 0 | 0 | 0 | #N/A | 0 | 0 | 0 | #N/A | 0 | 0 | 0 | #N/A | 0 | 0 | 0 | #N/A | 0 | 0 | 0 | #N/A | 0 | 0 | 0 | #N/A | 0 | 0 | 0 | #N/A | 0 | 0 | 0 | #N/A | 0 | 0 | 0 | #N/A | 0 | 0 | 0 | #N/A | 0 | 0 | 0 | #N/A | 0 | 0 | 0 | 187.9077 | 0 | 0 | 0 | 105.3278 | 0 | 0 | 0 | 104.1484 | 0 | 0 | 0 | 93.5716 | 0 | 0 | 0 | 50.5632 | 0 | 0 | 0 | #N/A | 0 | 0 | 0 | #N/A | 0 | 0 | 0 | #N/A | 0 | 0 | 0 | 66.052 | 0 | 0 | 0 | 66.1004 | #DIV/0! | #DIV/0! | #DIV/0! | #N/A | 0 | 0 | 0 | #N/A | 0 | 0 | 0 | #N/A | 0 | 0 | 0 | #N/A | 0 | 0 | 0 | #N/A | 0 | 0 | 0 | #N/A | 0 | 0 | 0 | #N/A | #DIV/0! | #DIV/0! | #DIV/0! | #VALUE! | 0 | 0 | 0 | #N/A | 0 | 0 | 0 | 130.7769 | 0 | 0 | 0 | 148.5915 | 0 | 0 | 0 | 148.5915 | 0 | 0 | 0 | #N/A | 0 | 0 | 0 | #N/A | 0 | 0 | 0 | #N/A | 0 | 0 | 0 | #N/A | 0 | 0 | 0 | #N/A | 0 | 0 | 0 | #N/A | 0 | 0 | 0 | #N/A | 0 | 0 | 0 | #N/A | 0 | 0 | 0 | #N/A | 0 | 0 | 0 | #N/A | 0 | 0 | 0 | #N/A | 0 | 0 | 0 | #N/A | 0 | 0 | 0 | #N/A | #REF! | #REF! | #REF!
20 | 227 |  |  | 227 |  | Reactor Instrumentation and Control (I&C) | 0 | 0 | 0 | #N/A | 0 | 0 | 0 | #N/A | 0 | 0 | 0 | #N/A | 0 | 0 | 0 | #N/A | 0 | 0 | 0 | #N/A | 0 | 0 | 0 | #N/A | 0 | 0 | 0 | #N/A | 0 | 0 | 0 | #N/A | 0 | 0 | 0 | #N/A | 0 | 0 | 0 | #N/A | 0 | 0 | 0 | #N/A | 0 | 0 | 0 | #N/A | 0 | 0 | 0 | #N/A | 0 | 0 | 0 | #N/A | 0 | 0 | 0 | 65.8515 | 0 | 0 | 0 | 60.1271 | 0 | 0 | 0 | 81.117 | 0 | 0 | 0 | 59.4974 | 0 | 0 | 0 | 81.1153 | 0 | 0 | 0 | #N/A | 0 | 0 | 0 | #N/A | 0 | 0 | 0 | #N/A | 0 | 0 | 0 | 90.4826 | 0 | 0 | 0 | 131.3597 | #DIV/0! | #DIV/0! | #DIV/0! | #N/A | 0 | 0 | 0 | #N/A | 0 | 0 | 0 | #N/A | 0 | 0 | 0 | #N/A | 0 | 0 | 0 | #N/A | 0 | 0 | 0 | #N/A | 0 | 0 | 0 | #N/A | #DIV/0! | #DIV/0! | #DIV/0! | #VALUE! | 0 | 0 | 0 | #N/A | 0 | 0 | 0 | 206.9017 | 0 | 0 | 0 | 55.5207 | 0 | 0 | 0 | 55.5207 | 0 | 0 | 0 | 33.8362 | 0 | 0 | 0 | 33.1536 | 0 | 0 | 0 | 32.5021 | 0 | 0 | 0 | 65.0043 | 0 | 0 | 0 | 57.9 | 0 | 0 | 0 | 52.651 | 0 | 0 | 0 | 48.3944 | 0 | 0 | 0 | 48.5492 | 0 | 0 | 0 | 43.843 | 0 | 0 | 0 | 40.454 | 0 | 0 | 0 | 50.9685 | 0 | 0 | 0 | 44.5866 | 0 | 0 | 0 | 41.2197 | #REF! | #REF! | #REF!
20 | 228 |  |  | 228 |  | Reactor Plant Miscellaneous Items | 0 | 0 | 0 | #N/A | 0 | 0 | 0 | #N/A | 0 | 0 | 0 | #N/A | 0 | 0 | 0 | #N/A | 0 | 0 | 0 | #N/A | 0 | 0 | 0 | #N/A | 0 | 0 | 0 | #N/A | 0 | 0 | 0 | #N/A | 0 | 0 | 0 | #N/A | 0 | 0 | 0 | #N/A | 0 | 0 | 0 | #N/A | 0 | 0 | 0 | #N/A | 0 | 0 | 0 | #N/A | 0 | 0 | 0 | #N/A | 0 | 0 | 0 | 25.4508 | 0 | 0 | 0 | 20.7877 | 0 | 0 | 0 | 27.0823 | 0 | 0 | 0 | 20.1359 | 0 | 0 | 0 | 28.6766 | 0 | 0 | 0 | #N/A | 0 | 0 | 0 | #N/A | 0 | 0 | 0 | #N/A | 0 | 0 | 0 | 53.7939 | 0 | 0 | 0 | 14.8397 | #DIV/0! | #DIV/0! | #DIV/0! | #N/A | 0 | 0 | 0 | #N/A | 0 | 0 | 0 | #N/A | 0 | 0 | 0 | #N/A | 0 | 0 | 0 | #N/A | 0 | 0 | 0 | #N/A | 0 | 0 | 0 | #N/A | #DIV/0! | #DIV/0! | #DIV/0! | #VALUE! | 0 | 0 | 0 | #N/A | 0 | 0 | 0 | #N/A | 0 | 0 | 0 | 68.8992 | 0 | 0 | 0 | 68.8992 | 0 | 0 | 0 | 20.6595 | 0 | 0 | 0 | 16.5879 | 0 | 0 | 0 | 16.0693 | 0 | 0 | 0 | 25.1936 | 0 | 0 | 0 | 51.7934 | 0 | 0 | 0 | 41.4586 | 0 | 0 | 0 | 38.0427 | 0 | 0 | 0 | 45.7059 | 0 | 0 | 0 | 36.8201 | 0 | 0 | 0 | 34.2271 | 0 | 0 | 0 | 42.3923 | 0 | 0 | 0 | 34.1507 | 0 | 0 | 0 | 31.7457 | #REF! | #REF! | #REF!
20 | 23 |  | 23 |  |  | Energy Conversion System | 0 | 0 | 0 | 1129.554 | 0 | 0 | 0 | 1034.2172 | 0 | 0 | 0 | 2109.289 | 0 | 0 | 0 | 1998.2015 | 0 | 0 | 0 | 1123.2496 | 0 | 0 | 0 | 1012.5653 | 0 | 0 | 0 | 2656.1383 | 0 | 0 | 0 | 2525.7186 | 0 | 0 | 0 | 999.4503 | 0 | 0 | 0 | 571.9398 | 0 | 0 | 0 | 2264.6504 | 0 | 0 | 0 | 1282.5316 | 0 | 0 | 0 | 2640.9917 | 0 | 0 | 0 | 1444.2923 | 0 | 0 | 0 | 918.837 | 0 | 0 | 0 | 773.6673 | 0 | 0 | 0 | 795.1368 | 0 | 0 | 0 | 730.5269 | 0 | 0 | 0 | 779.4483 | 0 | 0 | 0 | 158.8242 | 0 | 0 | 0 | 619.3306 | 0 | 0 | 0 | 649.2038 | 0 | 0 | 0 | 479.4208 | 0 | 0 | 0 | 481.8053 | #DIV/0! | #DIV/0! | #DIV/0! | #N/A | 0 | 0 | 0 | 861.6398 | 0 | 0 | 0 | 764.6203 | 0 | 0 | 0 | 711.1239 | 0 | 0 | 0 | 673.5054 | 0 | 0 | 0 | 638.0408 | 0 | 0 | 0 | 627.0582 | #DIV/0! | #DIV/0! | #DIV/0! | #VALUE! | 0 | 0 | 0 | 415.7406 | 0 | 0 | 0 | 470.964 | 0 | 0 | 0 | 523.1505 | 0 | 0 | 0 | 523.1505 | 0 | 0 | 0 | 222.4874 | 0 | 0 | 0 | 220.4826 | 0 | 0 | 0 | 218.661 | 0 | 0 | 0 | 436.8257 | 0 | 0 | 0 | 744.9503 | 0 | 0 | 0 | 709.3063 | 0 | 0 | 0 | 704.6918 | 0 | 0 | 0 | 1057.038 | 0 | 0 | 0 | 987.7036 | 0 | 0 | 0 | 926.2998 | 0 | 0 | 0 | 541.1342 | 0 | 0 | 0 | 496.7213 | 0 | 0 | 0 | 452.7455 | #REF! | #REF! | #REF!
20 | 231 |  |  | 231 |  | Reactor-Application Interface Systems | 0 | 0 | 0 | #N/A | 0 | 0 | 0 | #N/A | 0 | 0 | 0 | #N/A | 0 | 0 | 0 | #N/A | 0 | 0 | 0 | #N/A | 0 | 0 | 0 | #N/A | 0 | 0 | 0 | #N/A | 0 | 0 | 0 | #N/A | 0 | 0 | 0 | #N/A | 0 | 0 | 0 | #N/A | 0 | 0 | 0 | #N/A | 0 | 0 | 0 | #N/A | 0 | 0 | 0 | #N/A | 0 | 0 | 0 | #N/A | 0 | 0 | 0 | #N/A | 0 | 0 | 0 | #N/A | 0 | 0 | 0 | #N/A | 0 | 0 | 0 | #N/A | 0 | 0 | 0 | #N/A | 0 | 0 | 0 | #N/A | 0 | 0 | 0 | #N/A | 0 | 0 | 0 | #N/A | 0 | 0 | 0 | #N/A | 0 | 0 | 0 | #N/A | #DIV/0! | #DIV/0! | #DIV/0! | #N/A | 0 | 0 | 0 | #N/A | 0 | 0 | 0 | #N/A | 0 | 0 | 0 | #N/A | 0 | 0 | 0 | #N/A | 0 | 0 | 0 | #N/A | 0 | 0 | 0 | #N/A | #DIV/0! | #DIV/0! | #DIV/0! | #VALUE! | 0 | 0 | 0 | #N/A | 0 | 0 | 0 | #N/A | 0 | 0 | 0 | #N/A | 0 | 0 | 0 | #N/A | 0 | 0 | 0 | #N/A | 0 | 0 | 0 | #N/A | 0 | 0 | 0 | #N/A | 0 | 0 | 0 | #N/A | 0 | 0 | 0 | #N/A | 0 | 0 | 0 | #N/A | 0 | 0 | 0 | #N/A | 0 | 0 | 0 | #N/A | 0 | 0 | 0 | #N/A | 0 | 0 | 0 | #N/A | 0 | 0 | 0 | #N/A | 0 | 0 | 0 | #N/A | 0 | 0 | 0 | #N/A | #REF! | #REF! | #REF!
20 | 231.1 |  |  |  | 231.1 | Thermal Energy Piping Systems | 0 | 0 | 0 | #N/A | 0 | 0 | 0 | #N/A | 0 | 0 | 0 | #N/A | 0 | 0 | 0 | #N/A | 0 | 0 | 0 | #N/A | 0 | 0 | 0 | #N/A | 0 | 0 | 0 | #N/A | 0 | 0 | 0 | #N/A | 0 | 0 | 0 | #N/A | 0 | 0 | 0 | #N/A | 0 | 0 | 0 | #N/A | 0 | 0 | 0 | #N/A | 0 | 0 | 0 | #N/A | 0 | 0 | 0 | #N/A | 0 | 0 | 0 | #N/A | 0 | 0 | 0 | #N/A | 0 | 0 | 0 | #N/A | 0 | 0 | 0 | #N/A | 0 | 0 | 0 | #N/A | 0 | 0 | 0 | #N/A | 0 | 0 | 0 | #N/A | 0 | 0 | 0 | #N/A | 0 | 0 | 0 | #N/A | 0 | 0 | 0 | #N/A | #DIV/0! | #DIV/0! | #DIV/0! | #N/A | 0 | 0 | 0 | #N/A | 0 | 0 | 0 | #N/A | 0 | 0 | 0 | #N/A | 0 | 0 | 0 | #N/A | 0 | 0 | 0 | #N/A | 0 | 0 | 0 | #N/A | #DIV/0! | #DIV/0! | #DIV/0! | #VALUE! | 0 | 0 | 0 | #N/A | 0 | 0 | 0 | #N/A | 0 | 0 | 0 | #N/A | 0 | 0 | 0 | #N/A | 0 | 0 | 0 | #N/A | 0 | 0 | 0 | #N/A | 0 | 0 | 0 | #N/A | 0 | 0 | 0 | #N/A | 0 | 0 | 0 | #N/A | 0 | 0 | 0 | #N/A | 0 | 0 | 0 | #N/A | 0 | 0 | 0 | #N/A | 0 | 0 | 0 | #N/A | 0 | 0 | 0 | #N/A | 0 | 0 | 0 | #N/A | 0 | 0 | 0 | #N/A | 0 | 0 | 0 | #N/A | #REF! | #REF! | #REF!
20 | 231.2 |  |  |  | 231.2 | Thermal Energy Storage Systems | 0 | 0 | 0 | #N/A | 0 | 0 | 0 | #N/A | 0 | 0 | 0 | #N/A | 0 | 0 | 0 | #N/A | 0 | 0 | 0 | #N/A | 0 | 0 | 0 | #N/A | 0 | 0 | 0 | #N/A | 0 | 0 | 0 | #N/A | 0 | 0 | 0 | #N/A | 0 | 0 | 0 | #N/A | 0 | 0 | 0 | #N/A | 0 | 0 | 0 | #N/A | 0 | 0 | 0 | #N/A | 0 | 0 | 0 | #N/A | 0 | 0 | 0 | #N/A | 0 | 0 | 0 | #N/A | 0 | 0 | 0 | #N/A | 0 | 0 | 0 | #N/A | 0 | 0 | 0 | #N/A | 0 | 0 | 0 | #N/A | 0 | 0 | 0 | #N/A | 0 | 0 | 0 | #N/A | 0 | 0 | 0 | #N/A | 0 | 0 | 0 | #N/A | #DIV/0! | #DIV/0! | #DIV/0! | #N/A | 0 | 0 | 0 | #N/A | 0 | 0 | 0 | #N/A | 0 | 0 | 0 | #N/A | 0 | 0 | 0 | #N/A | 0 | 0 | 0 | #N/A | 0 | 0 | 0 | #N/A | #DIV/0! | #DIV/0! | #DIV/0! | #VALUE! | 0 | 0 | 0 | #N/A | 0 | 0 | 0 | #N/A | 0 | 0 | 0 | #N/A | 0 | 0 | 0 | #N/A | 0 | 0 | 0 | #N/A | 0 | 0 | 0 | #N/A | 0 | 0 | 0 | #N/A | 0 | 0 | 0 | #N/A | 0 | 0 | 0 | #N/A | 0 | 0 | 0 | #N/A | 0 | 0 | 0 | #N/A | 0 | 0 | 0 | #N/A | 0 | 0 | 0 | #N/A | 0 | 0 | 0 | #N/A | 0 | 0 | 0 | #N/A | 0 | 0 | 0 | #N/A | 0 | 0 | 0 | #N/A | #REF! | #REF! | #REF!
20 | 232 |  |  | 232 |  | Energy Applications | 0 | 0 | 0 | 572.7425 | 0 | 0 | 0 | 572.7703 | 0 | 0 | 0 | 1481.537 | 0 | 0 | 0 | 1481.537 | 0 | 0 | 0 | 729.5892 | 0 | 0 | 0 | 729.6129 | 0 | 0 | 0 | 1887.2686 | 0 | 0 | 0 | 1887.2449 | 0 | 0 | 0 | #N/A | 0 | 0 | 0 | #N/A | 0 | 0 | 0 | #N/A | 0 | 0 | 0 | #N/A | 0 | 0 | 0 | #N/A | 0 | 0 | 0 | #N/A | 0 | 0 | 0 | 496.6358 | 0 | 0 | 0 | 436.0101 | 0 | 0 | 0 | 456.2957 | 0 | 0 | 0 | 418.5514 | 0 | 0 | 0 | 456.2973 | 0 | 0 | 0 | #N/A | 0 | 0 | 0 | #N/A | 0 | 0 | 0 | #N/A | 0 | 0 | 0 | 286.9243 | 0 | 0 | 0 | 267.9246 | #DIV/0! | #DIV/0! | #DIV/0! | #N/A | 0 | 0 | 0 | #N/A | 0 | 0 | 0 | #N/A | 0 | 0 | 0 | #N/A | 0 | 0 | 0 | #N/A | 0 | 0 | 0 | #N/A | 0 | 0 | 0 | #N/A | #DIV/0! | #DIV/0! | #DIV/0! | #VALUE! | 0 | 0 | 0 | 360.4554 | 0 | 0 | 0 | 223.9596 | 0 | 0 | 0 | 270.2711 | 0 | 0 | 0 | 270.2711 | 0 | 0 | 0 | 124.2985 | 0 | 0 | 0 | 123.5879 | 0 | 0 | 0 | 122.9423 | 0 | 0 | 0 | 245.886 | 0 | 0 | 0 | 328.1384 | 0 | 0 | 0 | 300.2677 | 0 | 0 | 0 | 299.2299 | 0 | 0 | 0 | 330.9353 | 0 | 0 | 0 | 309.1897 | 0 | 0 | 0 | 287.7953 | 0 | 0 | 0 | 440.9191 | 0 | 0 | 0 | 399.274 | 0 | 0 | 0 | 356.8971 | #REF! | #REF! | #REF!
20 | 232.1 |  |  |  | 232.1 | Electricity Generation Systems | 0 | 0 | 0 | #N/A | 0 | 0 | 0 | #N/A | 0 | 0 | 0 | #N/A | 0 | 0 | 0 | #N/A | 0 | 0 | 0 | #N/A | 0 | 0 | 0 | #N/A | 0 | 0 | 0 | #N/A | 0 | 0 | 0 | #N/A | 0 | 0 | 0 | #N/A | 0 | 0 | 0 | #N/A | 0 | 0 | 0 | #N/A | 0 | 0 | 0 | #N/A | 0 | 0 | 0 | #N/A | 0 | 0 | 0 | #N/A | 0 | 0 | 0 | 112.3766 | 0 | 0 | 0 | 62.2692 | 0 | 0 | 0 | 58.3612 | 0 | 0 | 0 | 52.1366 | 0 | 0 | 0 | 58.3589 | 0 | 0 | 0 | #N/A | 0 | 0 | 0 | #N/A | 0 | 0 | 0 | #N/A | 0 | 0 | 0 | 50.1204 | 0 | 0 | 0 | 50.2223 | #DIV/0! | #DIV/0! | #DIV/0! | #N/A | 0 | 0 | 0 | #N/A | 0 | 0 | 0 | #N/A | 0 | 0 | 0 | #N/A | 0 | 0 | 0 | #N/A | 0 | 0 | 0 | #N/A | 0 | 0 | 0 | #N/A | #DIV/0! | #DIV/0! | #DIV/0! | #VALUE! | 0 | 0 | 0 | #N/A | 0 | 0 | 0 | #N/A | 0 | 0 | 0 | #N/A | 0 | 0 | 0 | #N/A | 0 | 0 | 0 | 25.6294 | 0 | 0 | 0 | 25.2763 | 0 | 0 | 0 | 24.9572 | 0 | 0 | 0 | 49.9144 | 0 | 0 | 0 | #N/A | 0 | 0 | 0 | #N/A | 0 | 0 | 0 | #N/A | 0 | 0 | 0 | #N/A | 0 | 0 | 0 | #N/A | 0 | 0 | 0 | #N/A | 0 | 0 | 0 | #N/A | 0 | 0 | 0 | #N/A | 0 | 0 | 0 | #N/A | #REF! | #REF! | #REF!
20 | 232.2 |  |  |  | 232.2 | Process Heat Export Equipment | 0 | 0 | 0 | #N/A | 0 | 0 | 0 | #N/A | 0 | 0 | 0 | #N/A | 0 | 0 | 0 | #N/A | 0 | 0 | 0 | #N/A | 0 | 0 | 0 | #N/A | 0 | 0 | 0 | #N/A | 0 | 0 | 0 | #N/A | 0 | 0 | 0 | #N/A | 0 | 0 | 0 | #N/A | 0 | 0 | 0 | #N/A | 0 | 0 | 0 | #N/A | 0 | 0 | 0 | #N/A | 0 | 0 | 0 | #N/A | 0 | 0 | 0 | #N/A | 0 | 0 | 0 | #N/A | 0 | 0 | 0 | #N/A | 0 | 0 | 0 | #N/A | 0 | 0 | 0 | #N/A | 0 | 0 | 0 | #N/A | 0 | 0 | 0 | #N/A | 0 | 0 | 0 | #N/A | 0 | 0 | 0 | #N/A | 0 | 0 | 0 | #N/A | #DIV/0! | #DIV/0! | #DIV/0! | #N/A | 0 | 0 | 0 | #N/A | 0 | 0 | 0 | #N/A | 0 | 0 | 0 | #N/A | 0 | 0 | 0 | #N/A | 0 | 0 | 0 | #N/A | 0 | 0 | 0 | #N/A | #DIV/0! | #DIV/0! | #DIV/0! | #VALUE! | 0 | 0 | 0 | #N/A | 0 | 0 | 0 | #N/A | 0 | 0 | 0 | #N/A | 0 | 0 | 0 | #N/A | 0 | 0 | 0 | #N/A | 0 | 0 | 0 | #N/A | 0 | 0 | 0 | #N/A | 0 | 0 | 0 | #N/A | 0 | 0 | 0 | #N/A | 0 | 0 | 0 | #N/A | 0 | 0 | 0 | #N/A | 0 | 0 | 0 | #N/A | 0 | 0 | 0 | #N/A | 0 | 0 | 0 | #N/A | 0 | 0 | 0 | #N/A | 0 | 0 | 0 | #N/A | 0 | 0 | 0 | #N/A | #REF! | #REF! | #REF!
20 | 232.3 |  |  |  | 232.3 | Hydrogen Production Systems | 0 | 0 | 0 | #N/A | 0 | 0 | 0 | #N/A | 0 | 0 | 0 | #N/A | 0 | 0 | 0 | #N/A | 0 | 0 | 0 | #N/A | 0 | 0 | 0 | #N/A | 0 | 0 | 0 | #N/A | 0 | 0 | 0 | #N/A | 0 | 0 | 0 | #N/A | 0 | 0 | 0 | #N/A | 0 | 0 | 0 | #N/A | 0 | 0 | 0 | #N/A | 0 | 0 | 0 | #N/A | 0 | 0 | 0 | #N/A | 0 | 0 | 0 | #N/A | 0 | 0 | 0 | #N/A | 0 | 0 | 0 | #N/A | 0 | 0 | 0 | #N/A | 0 | 0 | 0 | #N/A | 0 | 0 | 0 | #N/A | 0 | 0 | 0 | #N/A | 0 | 0 | 0 | #N/A | 0 | 0 | 0 | #N/A | 0 | 0 | 0 | #N/A | #DIV/0! | #DIV/0! | #DIV/0! | #N/A | 0 | 0 | 0 | #N/A | 0 | 0 | 0 | #N/A | 0 | 0 | 0 | #N/A | 0 | 0 | 0 | #N/A | 0 | 0 | 0 | #N/A | 0 | 0 | 0 | #N/A | #DIV/0! | #DIV/0! | #DIV/0! | #VALUE! | 0 | 0 | 0 | #N/A | 0 | 0 | 0 | #N/A | 0 | 0 | 0 | #N/A | 0 | 0 | 0 | #N/A | 0 | 0 | 0 | 0.039889 | 0 | 0 | 0 | 0.039889 | 0 | 0 | 0 | 0.038412 | 0 | 0 | 0 | 0.076823 | 0 | 0 | 0 | #N/A | 0 | 0 | 0 | #N/A | 0 | 0 | 0 | #N/A | 0 | 0 | 0 | #N/A | 0 | 0 | 0 | #N/A | 0 | 0 | 0 | #N/A | 0 | 0 | 0 | #N/A | 0 | 0 | 0 | #N/A | 0 | 0 | 0 | #N/A | #REF! | #REF! | #REF!
20 | 232.4 |  |  |  | 232.4 | Ammonia Production Systems | 0 | 0 | 0 | #N/A | 0 | 0 | 0 | #N/A | 0 | 0 | 0 | #N/A | 0 | 0 | 0 | #N/A | 0 | 0 | 0 | #N/A | 0 | 0 | 0 | #N/A | 0 | 0 | 0 | #N/A | 0 | 0 | 0 | #N/A | 0 | 0 | 0 | #N/A | 0 | 0 | 0 | #N/A | 0 | 0 | 0 | #N/A | 0 | 0 | 0 | #N/A | 0 | 0 | 0 | #N/A | 0 | 0 | 0 | #N/A | 0 | 0 | 0 | #N/A | 0 | 0 | 0 | #N/A | 0 | 0 | 0 | #N/A | 0 | 0 | 0 | #N/A | 0 | 0 | 0 | #N/A | 0 | 0 | 0 | #N/A | 0 | 0 | 0 | #N/A | 0 | 0 | 0 | #N/A | 0 | 0 | 0 | #N/A | 0 | 0 | 0 | #N/A | #DIV/0! | #DIV/0! | #DIV/0! | #N/A | 0 | 0 | 0 | #N/A | 0 | 0 | 0 | #N/A | 0 | 0 | 0 | #N/A | 0 | 0 | 0 | #N/A | 0 | 0 | 0 | #N/A | 0 | 0 | 0 | #N/A | #DIV/0! | #DIV/0! | #DIV/0! | #VALUE! | 0 | 0 | 0 | #N/A | 0 | 0 | 0 | #N/A | 0 | 0 | 0 | #N/A | 0 | 0 | 0 | #N/A | 0 | 0 | 0 | #N/A | 0 | 0 | 0 | #N/A | 0 | 0 | 0 | #N/A | 0 | 0 | 0 | #N/A | 0 | 0 | 0 | #N/A | 0 | 0 | 0 | #N/A | 0 | 0 | 0 | #N/A | 0 | 0 | 0 | #N/A | 0 | 0 | 0 | #N/A | 0 | 0 | 0 | #N/A | 0 | 0 | 0 | #N/A | 0 | 0 | 0 | #N/A | 0 | 0 | 0 | #N/A | #REF! | #REF! | #REF!
20 | 232.5 |  |  |  | 232.5 | Other Synfuel Production Systems | 0 | 0 | 0 | #N/A | 0 | 0 | 0 | #N/A | 0 | 0 | 0 | #N/A | 0 | 0 | 0 | #N/A | 0 | 0 | 0 | #N/A | 0 | 0 | 0 | #N/A | 0 | 0 | 0 | #N/A | 0 | 0 | 0 | #N/A | 0 | 0 | 0 | #N/A | 0 | 0 | 0 | #N/A | 0 | 0 | 0 | #N/A | 0 | 0 | 0 | #N/A | 0 | 0 | 0 | #N/A | 0 | 0 | 0 | #N/A | 0 | 0 | 0 | #N/A | 0 | 0 | 0 | #N/A | 0 | 0 | 0 | #N/A | 0 | 0 | 0 | #N/A | 0 | 0 | 0 | #N/A | 0 | 0 | 0 | #N/A | 0 | 0 | 0 | #N/A | 0 | 0 | 0 | #N/A | 0 | 0 | 0 | #N/A | 0 | 0 | 0 | #N/A | #DIV/0! | #DIV/0! | #DIV/0! | #N/A | 0 | 0 | 0 | #N/A | 0 | 0 | 0 | #N/A | 0 | 0 | 0 | #N/A | 0 | 0 | 0 | #N/A | 0 | 0 | 0 | #N/A | 0 | 0 | 0 | #N/A | #DIV/0! | #DIV/0! | #DIV/0! | #VALUE! | 0 | 0 | 0 | #N/A | 0 | 0 | 0 | #N/A | 0 | 0 | 0 | #N/A | 0 | 0 | 0 | #N/A | 0 | 0 | 0 | #N/A | 0 | 0 | 0 | #N/A | 0 | 0 | 0 | #N/A | 0 | 0 | 0 | #N/A | 0 | 0 | 0 | #N/A | 0 | 0 | 0 | #N/A | 0 | 0 | 0 | #N/A | 0 | 0 | 0 | #N/A | 0 | 0 | 0 | #N/A | 0 | 0 | 0 | #N/A | 0 | 0 | 0 | #N/A | 0 | 0 | 0 | #N/A | 0 | 0 | 0 | #N/A | #REF! | #REF! | #REF!
20 | 232.6 |  |  |  | 232.6 | Water Desalination Equipment | 0 | 0 | 0 | #N/A | 0 | 0 | 0 | #N/A | 0 | 0 | 0 | #N/A | 0 | 0 | 0 | #N/A | 0 | 0 | 0 | #N/A | 0 | 0 | 0 | #N/A | 0 | 0 | 0 | #N/A | 0 | 0 | 0 | #N/A | 0 | 0 | 0 | #N/A | 0 | 0 | 0 | #N/A | 0 | 0 | 0 | #N/A | 0 | 0 | 0 | #N/A | 0 | 0 | 0 | #N/A | 0 | 0 | 0 | #N/A | 0 | 0 | 0 | #N/A | 0 | 0 | 0 | #N/A | 0 | 0 | 0 | #N/A | 0 | 0 | 0 | #N/A | 0 | 0 | 0 | #N/A | 0 | 0 | 0 | #N/A | 0 | 0 | 0 | #N/A | 0 | 0 | 0 | #N/A | 0 | 0 | 0 | #N/A | 0 | 0 | 0 | #N/A | #DIV/0! | #DIV/0! | #DIV/0! | #N/A | 0 | 0 | 0 | #N/A | 0 | 0 | 0 | #N/A | 0 | 0 | 0 | #N/A | 0 | 0 | 0 | #N/A | 0 | 0 | 0 | #N/A | 0 | 0 | 0 | #N/A | #DIV/0! | #DIV/0! | #DIV/0! | #VALUE! | 0 | 0 | 0 | #N/A | 0 | 0 | 0 | #N/A | 0 | 0 | 0 | #N/A | 0 | 0 | 0 | #N/A | 0 | 0 | 0 | #N/A | 0 | 0 | 0 | #N/A | 0 | 0 | 0 | #N/A | 0 | 0 | 0 | #N/A | 0 | 0 | 0 | #N/A | 0 | 0 | 0 | #N/A | 0 | 0 | 0 | #N/A | 0 | 0 | 0 | #N/A | 0 | 0 | 0 | #N/A | 0 | 0 | 0 | #N/A | 0 | 0 | 0 | #N/A | 0 | 0 | 0 | #N/A | 0 | 0 | 0 | #N/A | #REF! | #REF! | #REF!
20 | 232.7 |  |  |  | 232.7 | Carbon Storage and Sequestration Equipment | 0 | 0 | 0 | #N/A | 0 | 0 | 0 | #N/A | 0 | 0 | 0 | #N/A | 0 | 0 | 0 | #N/A | 0 | 0 | 0 | #N/A | 0 | 0 | 0 | #N/A | 0 | 0 | 0 | #N/A | 0 | 0 | 0 | #N/A | 0 | 0 | 0 | #N/A | 0 | 0 | 0 | #N/A | 0 | 0 | 0 | #N/A | 0 | 0 | 0 | #N/A | 0 | 0 | 0 | #N/A | 0 | 0 | 0 | #N/A | 0 | 0 | 0 | #N/A | 0 | 0 | 0 | #N/A | 0 | 0 | 0 | #N/A | 0 | 0 | 0 | #N/A | 0 | 0 | 0 | #N/A | 0 | 0 | 0 | #N/A | 0 | 0 | 0 | #N/A | 0 | 0 | 0 | #N/A | 0 | 0 | 0 | #N/A | 0 | 0 | 0 | #N/A | #DIV/0! | #DIV/0! | #DIV/0! | #N/A | 0 | 0 | 0 | #N/A | 0 | 0 | 0 | #N/A | 0 | 0 | 0 | #N/A | 0 | 0 | 0 | #N/A | 0 | 0 | 0 | #N/A | 0 | 0 | 0 | #N/A | #DIV/0! | #DIV/0! | #DIV/0! | #VALUE! | 0 | 0 | 0 | #N/A | 0 | 0 | 0 | #N/A | 0 | 0 | 0 | #N/A | 0 | 0 | 0 | #N/A | 0 | 0 | 0 | #N/A | 0 | 0 | 0 | #N/A | 0 | 0 | 0 | #N/A | 0 | 0 | 0 | #N/A | 0 | 0 | 0 | #N/A | 0 | 0 | 0 | #N/A | 0 | 0 | 0 | #N/A | 0 | 0 | 0 | #N/A | 0 | 0 | 0 | #N/A | 0 | 0 | 0 | #N/A | 0 | 0 | 0 | #N/A | 0 | 0 | 0 | #N/A | 0 | 0 | 0 | #N/A | #REF! | #REF! | #REF!
20 | 232.7 |  |  |  | 232.8 | Isotope Production Equipment | 0 | 0 | 0 | #N/A | 0 | 0 | 0 | #N/A | 0 | 0 | 0 | #N/A | 0 | 0 | 0 | #N/A | 0 | 0 | 0 | #N/A | 0 | 0 | 0 | #N/A | 0 | 0 | 0 | #N/A | 0 | 0 | 0 | #N/A | 0 | 0 | 0 | #N/A | 0 | 0 | 0 | #N/A | 0 | 0 | 0 | #N/A | 0 | 0 | 0 | #N/A | 0 | 0 | 0 | #N/A | 0 | 0 | 0 | #N/A | 0 | 0 | 0 | #N/A | 0 | 0 | 0 | #N/A | 0 | 0 | 0 | #N/A | 0 | 0 | 0 | #N/A | 0 | 0 | 0 | #N/A | 0 | 0 | 0 | #N/A | 0 | 0 | 0 | #N/A | 0 | 0 | 0 | #N/A | 0 | 0 | 0 | #N/A | 0 | 0 | 0 | #N/A | #DIV/0! | #DIV/0! | #DIV/0! | #N/A | 0 | 0 | 0 | #N/A | 0 | 0 | 0 | #N/A | 0 | 0 | 0 | #N/A | 0 | 0 | 0 | #N/A | 0 | 0 | 0 | #N/A | 0 | 0 | 0 | #N/A | #DIV/0! | #DIV/0! | #DIV/0! | #VALUE! | 0 | 0 | 0 | #N/A | 0 | 0 | 0 | #N/A | 0 | 0 | 0 | #N/A | 0 | 0 | 0 | #N/A | 0 | 0 | 0 | #N/A | 0 | 0 | 0 | #N/A | 0 | 0 | 0 | #N/A | 0 | 0 | 0 | #N/A | 0 | 0 | 0 | #N/A | 0 | 0 | 0 | #N/A | 0 | 0 | 0 | #N/A | 0 | 0 | 0 | #N/A | 0 | 0 | 0 | #N/A | 0 | 0 | 0 | #N/A | 0 | 0 | 0 | #N/A | 0 | 0 | 0 | #N/A | 0 | 0 | 0 | #N/A | #REF! | #REF! | #REF!
20 | 232.7 |  |  |  | 232.9 | Battery Storage Systems | 0 | 0 | 0 | #N/A | 0 | 0 | 0 | #N/A | 0 | 0 | 0 | #N/A | 0 | 0 | 0 | #N/A | 0 | 0 | 0 | #N/A | 0 | 0 | 0 | #N/A | 0 | 0 | 0 | #N/A | 0 | 0 | 0 | #N/A | 0 | 0 | 0 | #N/A | 0 | 0 | 0 | #N/A | 0 | 0 | 0 | #N/A | 0 | 0 | 0 | #N/A | 0 | 0 | 0 | #N/A | 0 | 0 | 0 | #N/A | 0 | 0 | 0 | #N/A | 0 | 0 | 0 | #N/A | 0 | 0 | 0 | #N/A | 0 | 0 | 0 | #N/A | 0 | 0 | 0 | #N/A | 0 | 0 | 0 | #N/A | 0 | 0 | 0 | #N/A | 0 | 0 | 0 | #N/A | 0 | 0 | 0 | #N/A | 0 | 0 | 0 | #N/A | #DIV/0! | #DIV/0! | #DIV/0! | #N/A | 0 | 0 | 0 | #N/A | 0 | 0 | 0 | #N/A | 0 | 0 | 0 | #N/A | 0 | 0 | 0 | #N/A | 0 | 0 | 0 | #N/A | 0 | 0 | 0 | #N/A | #DIV/0! | #DIV/0! | #DIV/0! | #VALUE! | 0 | 0 | 0 | #N/A | 0 | 0 | 0 | #N/A | 0 | 0 | 0 | #N/A | 0 | 0 | 0 | #N/A | 0 | 0 | 0 | #N/A | 0 | 0 | 0 | #N/A | 0 | 0 | 0 | #N/A | 0 | 0 | 0 | #N/A | 0 | 0 | 0 | #N/A | 0 | 0 | 0 | #N/A | 0 | 0 | 0 | #N/A | 0 | 0 | 0 | #N/A | 0 | 0 | 0 | #N/A | 0 | 0 | 0 | #N/A | 0 | 0 | 0 | #N/A | 0 | 0 | 0 | #N/A | 0 | 0 | 0 | #N/A | #REF! | #REF! | #REF!
20 | 233 |  |  | 233 |  | Ultimate Heat Sink | 0 | 0 | 0 | 221.9252 | 0 | 0 | 0 | 220.8289 | 0 | 0 | 0 | 233.2491 | 0 | 0 | 0 | 233.2352 | 0 | 0 | 0 | #N/A | 0 | 0 | 0 | #N/A | 0 | 0 | 0 | 305.2081 | 0 | 0 | 0 | 305.2319 | 0 | 0 | 0 | 161.7607 | 0 | 0 | 0 | 92.4347 | 0 | 0 | 0 | 277.3041 | 0 | 0 | 0 | 127.0977 | 0 | 0 | 0 | 330.124 | 0 | 0 | 0 | 144.4292 | 0 | 0 | 0 | 282.2903 | 0 | 0 | 0 | 230.2947 | 0 | 0 | 0 | 224.84 | 0 | 0 | 0 | 217.658 | 0 | 0 | 0 | 209.1569 | 0 | 0 | 0 | #N/A | 0 | 0 | 0 | 152.2944 | 0 | 0 | 0 | 180.6056 | 0 | 0 | 0 | 297.2566 | 0 | 0 | 0 | 355.6073 | #DIV/0! | #DIV/0! | #DIV/0! | #N/A | 0 | 0 | 0 | 100.0571 | 0 | 0 | 0 | 86.9927 | 0 | 0 | 0 | 80.0922 | 0 | 0 | 0 | 75.0524 | 0 | 0 | 0 | 70.401 | 0 | 0 | 0 | 68.98 | #DIV/0! | #DIV/0! | #DIV/0! | #VALUE! | 0 | 0 | 0 | 55.2852 | 0 | 0 | 0 | 247.0044 | 0 | 0 | 0 | 179.4627 | 0 | 0 | 0 | 179.4627 | 0 | 0 | 0 | 54.8547 | 0 | 0 | 0 | 53.9565 | 0 | 0 | 0 | 53.1365 | 0 | 0 | 0 | 106.2731 | 0 | 0 | 0 | 174.8701 | 0 | 0 | 0 | 170.9094 | 0 | 0 | 0 | 169.1366 | 0 | 0 | 0 | 108.8821 | 0 | 0 | 0 | 106.1797 | 0 | 0 | 0 | 105.1138 | 0 | 0 | 0 | 85.0625 | 0 | 0 | 0 | 83.1154 | 0 | 0 | 0 | 82.308 | #REF! | #REF! | #REF!
20 | 233.1 |  |  |  | 233.1 | Water Condensing Systems | 0 | 0 | 0 | #N/A | 0 | 0 | 0 | #N/A | 0 | 0 | 0 | #N/A | 0 | 0 | 0 | #N/A | 0 | 0 | 0 | #N/A | 0 | 0 | 0 | #N/A | 0 | 0 | 0 | #N/A | 0 | 0 | 0 | #N/A | 0 | 0 | 0 | #N/A | 0 | 0 | 0 | #N/A | 0 | 0 | 0 | #N/A | 0 | 0 | 0 | #N/A | 0 | 0 | 0 | #N/A | 0 | 0 | 0 | #N/A | 0 | 0 | 0 | 157.9171 | 0 | 0 | 0 | 136.6294 | 0 | 0 | 0 | 128.0392 | 0 | 0 | 0 | 133.4503 | 0 | 0 | 0 | 128.0416 | 0 | 0 | 0 | #N/A | 0 | 0 | 0 | #N/A | 0 | 0 | 0 | #N/A | 0 | 0 | 0 | 118.6394 | 0 | 0 | 0 | 154.3075 | #DIV/0! | #DIV/0! | #DIV/0! | #N/A | 0 | 0 | 0 | #N/A | 0 | 0 | 0 | #N/A | 0 | 0 | 0 | #N/A | 0 | 0 | 0 | #N/A | 0 | 0 | 0 | #N/A | 0 | 0 | 0 | #N/A | #DIV/0! | #DIV/0! | #DIV/0! | #VALUE! | 0 | 0 | 0 | #N/A | 0 | 0 | 0 | 149.7746 | 0 | 0 | 0 | 109.5695 | 0 | 0 | 0 | 109.5695 | 0 | 0 | 0 | 35.4125 | 0 | 0 | 0 | 34.7921 | 0 | 0 | 0 | 34.2233 | 0 | 0 | 0 | 68.448 | 0 | 0 | 0 | 118.4865 | 0 | 0 | 0 | 115.6845 | 0 | 0 | 0 | 114.4283 | 0 | 0 | 0 | 71.4988 | 0 | 0 | 0 | 69.4707 | 0 | 0 | 0 | 68.669 | 0 | 0 | 0 | 84.2738 | 0 | 0 | 0 | 82.3319 | 0 | 0 | 0 | 81.5324 | #REF! | #REF! | #REF!
20 | 233.2 |  |  |  | 233.2 | Air-based Cooling Systems | 0 | 0 | 0 | #N/A | 0 | 0 | 0 | #N/A | 0 | 0 | 0 | #N/A | 0 | 0 | 0 | #N/A | 0 | 0 | 0 | #N/A | 0 | 0 | 0 | #N/A | 0 | 0 | 0 | #N/A | 0 | 0 | 0 | #N/A | 0 | 0 | 0 | #N/A | 0 | 0 | 0 | #N/A | 0 | 0 | 0 | #N/A | 0 | 0 | 0 | #N/A | 0 | 0 | 0 | #N/A | 0 | 0 | 0 | #N/A | 0 | 0 | 0 | #N/A | 0 | 0 | 0 | #N/A | 0 | 0 | 0 | #N/A | 0 | 0 | 0 | #N/A | 0 | 0 | 0 | #N/A | 0 | 0 | 0 | #N/A | 0 | 0 | 0 | #N/A | 0 | 0 | 0 | #N/A | 0 | 0 | 0 | #N/A | 0 | 0 | 0 | #N/A | #DIV/0! | #DIV/0! | #DIV/0! | #N/A | 0 | 0 | 0 | #N/A | 0 | 0 | 0 | #N/A | 0 | 0 | 0 | #N/A | 0 | 0 | 0 | #N/A | 0 | 0 | 0 | #N/A | 0 | 0 | 0 | #N/A | #DIV/0! | #DIV/0! | #DIV/0! | #VALUE! | 0 | 0 | 0 | #N/A | 0 | 0 | 0 | #N/A | 0 | 0 | 0 | #N/A | 0 | 0 | 0 | #N/A | 0 | 0 | 0 | #N/A | 0 | 0 | 0 | #N/A | 0 | 0 | 0 | #N/A | 0 | 0 | 0 | #N/A | 0 | 0 | 0 | #N/A | 0 | 0 | 0 | #N/A | 0 | 0 | 0 | #N/A | 0 | 0 | 0 | #N/A | 0 | 0 | 0 | #N/A | 0 | 0 | 0 | #N/A | 0 | 0 | 0 | #N/A | 0 | 0 | 0 | #N/A | 0 | 0 | 0 | #N/A | #REF! | #REF! | #REF!
20 | 234 |  |  | 234 |  | Feed Heating Systems | 0 | 0 | 0 | #N/A | 0 | 0 | 0 | #N/A | 0 | 0 | 0 | #N/A | 0 | 0 | 0 | #N/A | 0 | 0 | 0 | #N/A | 0 | 0 | 0 | #N/A | 0 | 0 | 0 | #N/A | 0 | 0 | 0 | #N/A | 0 | 0 | 0 | #N/A | 0 | 0 | 0 | #N/A | 0 | 0 | 0 | #N/A | 0 | 0 | 0 | #N/A | 0 | 0 | 0 | #N/A | 0 | 0 | 0 | #N/A | 0 | 0 | 0 | 91.2514 | 0 | 0 | 0 | 65.7995 | 0 | 0 | 0 | 62.9273 | 0 | 0 | 0 | 55.2333 | 0 | 0 | 0 | 62.9254 | 0 | 0 | 0 | #N/A | 0 | 0 | 0 | #N/A | 0 | 0 | 0 | #N/A | 0 | 0 | 0 | 42.7686 | 0 | 0 | 0 | 41.2132 | #DIV/0! | #DIV/0! | #DIV/0! | #N/A | 0 | 0 | 0 | #N/A | 0 | 0 | 0 | #N/A | 0 | 0 | 0 | #N/A | 0 | 0 | 0 | #N/A | 0 | 0 | 0 | #N/A | 0 | 0 | 0 | #N/A | #DIV/0! | #DIV/0! | #DIV/0! | #VALUE! | 0 | 0 | 0 | #N/A | 0 | 0 | 0 | #N/A | 0 | 0 | 0 | 56.887 | 0 | 0 | 0 | 56.887 | 0 | 0 | 0 | 20.1986 | 0 | 0 | 0 | 19.9164 | 0 | 0 | 0 | 19.6608 | 0 | 0 | 0 | 38.8253 | 0 | 0 | 0 | 131.8612 | 0 | 0 | 0 | 129.1269 | 0 | 0 | 0 | 127.8942 | 0 | 0 | 0 | 531.2898 | 0 | 0 | 0 | 487.2149 | 0 | 0 | 0 | 448.6003 | 0 | 0 | 0 | #N/A | 0 | 0 | 0 | #N/A | 0 | 0 | 0 | #N/A | #REF! | #REF! | #REF!
20 | 235 |  |  | 235 |  | Common Plant Equipment | 0 | 0 | 0 | #N/A | 0 | 0 | 0 | #N/A | 0 | 0 | 0 | #N/A | 0 | 0 | 0 | #N/A | 0 | 0 | 0 | #N/A | 0 | 0 | 0 | #N/A | 0 | 0 | 0 | #N/A | 0 | 0 | 0 | #N/A | 0 | 0 | 0 | #N/A | 0 | 0 | 0 | #N/A | 0 | 0 | 0 | #N/A | 0 | 0 | 0 | #N/A | 0 | 0 | 0 | #N/A | 0 | 0 | 0 | #N/A | 0 | 0 | 0 | #N/A | 0 | 0 | 0 | #N/A | 0 | 0 | 0 | #N/A | 0 | 0 | 0 | #N/A | 0 | 0 | 0 | #N/A | 0 | 0 | 0 | #N/A | 0 | 0 | 0 | #N/A | 0 | 0 | 0 | #N/A | 0 | 0 | 0 | #N/A | 0 | 0 | 0 | #N/A | #DIV/0! | #DIV/0! | #DIV/0! | #N/A | 0 | 0 | 0 | #N/A | 0 | 0 | 0 | #N/A | 0 | 0 | 0 | #N/A | 0 | 0 | 0 | #N/A | 0 | 0 | 0 | #N/A | 0 | 0 | 0 | #N/A | #DIV/0! | #DIV/0! | #DIV/0! | #VALUE! | 0 | 0 | 0 | #N/A | 0 | 0 | 0 | #N/A | 0 | 0 | 0 | #N/A | 0 | 0 | 0 | #N/A | 0 | 0 | 0 | #N/A | 0 | 0 | 0 | #N/A | 0 | 0 | 0 | #N/A | 0 | 0 | 0 | #N/A | 0 | 0 | 0 | #N/A | 0 | 0 | 0 | #N/A | 0 | 0 | 0 | #N/A | 0 | 0 | 0 | #N/A | 0 | 0 | 0 | #N/A | 0 | 0 | 0 | #N/A | 0 | 0 | 0 | #N/A | 0 | 0 | 0 | #N/A | 0 | 0 | 0 | #N/A | #REF! | #REF! | #REF!
20 | 236 |  |  | 236 |  | Common Instrumentation & Controls | 0 | 0 | 0 | #N/A | 0 | 0 | 0 | #N/A | 0 | 0 | 0 | #N/A | 0 | 0 | 0 | #N/A | 0 | 0 | 0 | #N/A | 0 | 0 | 0 | #N/A | 0 | 0 | 0 | #N/A | 0 | 0 | 0 | #N/A | 0 | 0 | 0 | #N/A | 0 | 0 | 0 | #N/A | 0 | 0 | 0 | #N/A | 0 | 0 | 0 | #N/A | 0 | 0 | 0 | #N/A | 0 | 0 | 0 | #N/A | 0 | 0 | 0 | 22.2603 | 0 | 0 | 0 | 19.1194 | 0 | 0 | 0 | 22.5096 | 0 | 0 | 0 | 17.3392 | 0 | 0 | 0 | 22.5064 | 0 | 0 | 0 | #N/A | 0 | 0 | 0 | #N/A | 0 | 0 | 0 | #N/A | 0 | 0 | 0 | 9.6196 | 0 | 0 | 0 | 9.8592 | #DIV/0! | #DIV/0! | #DIV/0! | #N/A | 0 | 0 | 0 | #N/A | 0 | 0 | 0 | #N/A | 0 | 0 | 0 | #N/A | 0 | 0 | 0 | #N/A | 0 | 0 | 0 | #N/A | 0 | 0 | 0 | #N/A | #DIV/0! | #DIV/0! | #DIV/0! | #VALUE! | 0 | 0 | 0 | #N/A | 0 | 0 | 0 | #N/A | 0 | 0 | 0 | 16.5297 | 0 | 0 | 0 | 16.5297 | 0 | 0 | 0 | 23.1356 | 0 | 0 | 0 | 23.0218 | 0 | 0 | 0 | 22.9214 | 0 | 0 | 0 | 45.8413 | 0 | 0 | 0 | 10.1382 | 0 | 0 | 0 | 10.0035 | 0 | 0 | 0 | 9.9434 | 0 | 0 | 0 | #N/A | 0 | 0 | 0 | #N/A | 0 | 0 | 0 | #N/A | 0 | 0 | 0 | #N/A | 0 | 0 | 0 | #N/A | 0 | 0 | 0 | #N/A | #REF! | #REF! | #REF!
20 | 237 |  |  | 237 |  | Miscellaneous Energy System Equipment | 0 | 0 | 0 | 334.8862 | 0 | 0 | 0 | 240.6179 | 0 | 0 | 0 | 394.5029 | 0 | 0 | 0 | 283.4293 | 0 | 0 | 0 | 393.6605 | 0 | 0 | 0 | 282.9524 | 0 | 0 | 0 | 463.6615 | 0 | 0 | 0 | 333.2418 | 0 | 0 | 0 | #N/A | 0 | 0 | 0 | #N/A | 0 | 0 | 0 | #N/A | 0 | 0 | 0 | #N/A | 0 | 0 | 0 | #N/A | 0 | 0 | 0 | #N/A | 0 | 0 | 0 | 26.3992 | 0 | 0 | 0 | 22.4435 | 0 | 0 | 0 | 28.5642 | 0 | 0 | 0 | 21.745 | 0 | 0 | 0 | 28.5624 | 0 | 0 | 0 | #N/A | 0 | 0 | 0 | #N/A | 0 | 0 | 0 | #N/A | 0 | 0 | 0 | 11.6117 | 0 | 0 | 0 | 11.7309 | #DIV/0! | #DIV/0! | #DIV/0! | #N/A | 0 | 0 | 0 | #N/A | 0 | 0 | 0 | #N/A | 0 | 0 | 0 | #N/A | 0 | 0 | 0 | #N/A | 0 | 0 | 0 | #N/A | 0 | 0 | 0 | #N/A | #DIV/0! | #DIV/0! | #DIV/0! | #VALUE! | 0 | 0 | 0 | #N/A | 0 | 0 | 0 | #N/A | 0 | 0 | 0 | #N/A | 0 | 0 | 0 | #N/A | 0 | 0 | 0 | #N/A | 0 | 0 | 0 | #N/A | 0 | 0 | 0 | #N/A | 0 | 0 | 0 | #N/A | 0 | 0 | 0 | 99.9425 | 0 | 0 | 0 | 98.9987 | 0 | 0 | 0 | 98.4877 | 0 | 0 | 0 | 85.9307 | 0 | 0 | 0 | 85.1192 | 0 | 0 | 0 | 84.7905 | 0 | 0 | 0 | 15.1526 | 0 | 0 | 0 | 14.3319 | 0 | 0 | 0 | 13.5404 | #REF! | #REF! | #REF!
20 | 24 |  | 24 |  |  | Electrical Equipment | 0 | 0 | 0 | 261.8 | 0 | 0 | 0 | 261.8 | 0 | 0 | 0 | 261.8 | 0 | 0 | 0 | 261.8 | 0 | 0 | 0 | 261.8 | 0 | 0 | 0 | 261.8 | 0 | 0 | 0 | 261.8 | 0 | 0 | 0 | 261.8 | 0 | 0 | 0 | 311.9671 | 0 | 0 | 0 | 179.0922 | 0 | 0 | 0 | 1062.9992 | 0 | 0 | 0 | 358.1845 | 0 | 0 | 0 | 1403.0268 | 0 | 0 | 0 | 453.9204 | 0 | 0 | 0 | 332.603 | 0 | 0 | 0 | 226.8448 | 0 | 0 | 0 | 258.3024 | 0 | 0 | 0 | 173.6196 | 0 | 0 | 0 | 166.1338 | 0 | 0 | 0 | 208.045 | 0 | 0 | 0 | 182.7533 | 0 | 0 | 0 | 278.2302 | 0 | 0 | 0 | 154.2702 | 0 | 0 | 0 | 134.666 | #DIV/0! | #DIV/0! | #DIV/0! | #N/A | 0 | 0 | 0 | 325.148 | 0 | 0 | 0 | 286.5445 | 0 | 0 | 0 | 249.5044 | 0 | 0 | 0 | 217.2591 | 0 | 0 | 0 | 189.1879 | 0 | 0 | 0 | 180.9482 | #DIV/0! | #DIV/0! | #DIV/0! | #VALUE! | 0 | 0 | 0 | 64.2941 | 0 | 0 | 0 | 460.1272 | 0 | 0 | 0 | 172.8064 | 0 | 0 | 0 | 172.8064 | 0 | 0 | 0 | 78.4188 | 0 | 0 | 0 | 76.6075 | 0 | 0 | 0 | 74.9868 | 0 | 0 | 0 | 149.9707 | 0 | 0 | 0 | 207.6511 | 0 | 0 | 0 | 200.2815 | 0 | 0 | 0 | 196.9361 | 0 | 0 | 0 | 182.3448 | 0 | 0 | 0 | 175.7276 | 0 | 0 | 0 | 173.101 | 0 | 0 | 0 | 168.2547 | 0 | 0 | 0 | 162.4696 | 0 | 0 | 0 | 160.1642 | #REF! | #REF! | #REF!
20 | 241 |  |  | 241 |  | Switchgear | 0 | 0 | 0 | #N/A | 0 | 0 | 0 | #N/A | 0 | 0 | 0 | #N/A | 0 | 0 | 0 | #N/A | 0 | 0 | 0 | #N/A | 0 | 0 | 0 | #N/A | 0 | 0 | 0 | #N/A | 0 | 0 | 0 | #N/A | 0 | 0 | 0 | #N/A | 0 | 0 | 0 | #N/A | 0 | 0 | 0 | #N/A | 0 | 0 | 0 | #N/A | 0 | 0 | 0 | #N/A | 0 | 0 | 0 | #N/A | 0 | 0 | 0 | 33.3237 | 0 | 0 | 0 | 33.3234 | 0 | 0 | 0 | 49.4227 | 0 | 0 | 0 | 31.3129 | 0 | 0 | 0 | 28.8451 | 0 | 0 | 0 | #N/A | 0 | 0 | 0 | #N/A | 0 | 0 | 0 | #N/A | 0 | 0 | 0 | 19.9094 | 0 | 0 | 0 | 17.3794 | #DIV/0! | #DIV/0! | #DIV/0! | #N/A | 0 | 0 | 0 | #N/A | 0 | 0 | 0 | #N/A | 0 | 0 | 0 | #N/A | 0 | 0 | 0 | #N/A | 0 | 0 | 0 | #N/A | 0 | 0 | 0 | #N/A | #DIV/0! | #DIV/0! | #DIV/0! | #VALUE! | 0 | 0 | 0 | #N/A | 0 | 0 | 0 | 73.2819 | 0 | 0 | 0 | 30.317 | 0 | 0 | 0 | 30.317 | 0 | 0 | 0 | 15.9187 | 0 | 0 | 0 | 15.8537 | 0 | 0 | 0 | 15.7946 | 0 | 0 | 0 | 31.5906 | 0 | 0 | 0 | 27.9197 | 0 | 0 | 0 | 27.6386 | 0 | 0 | 0 | 27.5122 | 0 | 0 | 0 | 23.9881 | 0 | 0 | 0 | 23.7465 | 0 | 0 | 0 | 23.651 | 0 | 0 | 0 | 21.0251 | 0 | 0 | 0 | 20.7967 | 0 | 0 | 0 | 20.7053 | #REF! | #REF! | #REF!
20 | 242 |  |  | 242 |  | Station Service Equipment | 0 | 0 | 0 | #N/A | 0 | 0 | 0 | #N/A | 0 | 0 | 0 | #N/A | 0 | 0 | 0 | #N/A | 0 | 0 | 0 | #N/A | 0 | 0 | 0 | #N/A | 0 | 0 | 0 | #N/A | 0 | 0 | 0 | #N/A | 0 | 0 | 0 | #N/A | 0 | 0 | 0 | #N/A | 0 | 0 | 0 | #N/A | 0 | 0 | 0 | #N/A | 0 | 0 | 0 | #N/A | 0 | 0 | 0 | #N/A | 0 | 0 | 0 | 56.6773 | 0 | 0 | 0 | 56.2445 | 0 | 0 | 0 | 90.5842 | 0 | 0 | 0 | 53.1103 | 0 | 0 | 0 | 25.7355 | 0 | 0 | 0 | #N/A | 0 | 0 | 0 | #N/A | 0 | 0 | 0 | #N/A | 0 | 0 | 0 | 16.3236 | 0 | 0 | 0 | 14.2493 | #DIV/0! | #DIV/0! | #DIV/0! | #N/A | 0 | 0 | 0 | #N/A | 0 | 0 | 0 | #N/A | 0 | 0 | 0 | #N/A | 0 | 0 | 0 | #N/A | 0 | 0 | 0 | #N/A | 0 | 0 | 0 | #N/A | #DIV/0! | #DIV/0! | #DIV/0! | #VALUE! | 0 | 0 | 0 | #N/A | 0 | 0 | 0 | 123.6862 | 0 | 0 | 0 | 39.9846 | 0 | 0 | 0 | 39.9846 | 0 | 0 | 0 | 15.4814 | 0 | 0 | 0 | 15.4045 | 0 | 0 | 0 | 15.3351 | 0 | 0 | 0 | 30.6717 | 0 | 0 | 0 | 53.0856 | 0 | 0 | 0 | 52.6714 | 0 | 0 | 0 | 52.4609 | 0 | 0 | 0 | 45.5993 | 0 | 0 | 0 | 45.2432 | 0 | 0 | 0 | 45.0845 | 0 | 0 | 0 | 40.0597 | 0 | 0 | 0 | 39.7358 | 0 | 0 | 0 | 39.5909 | #REF! | #REF! | #REF!
20 | 243 |  |  | 243 |  | Switchboards | 0 | 0 | 0 | #N/A | 0 | 0 | 0 | #N/A | 0 | 0 | 0 | #N/A | 0 | 0 | 0 | #N/A | 0 | 0 | 0 | #N/A | 0 | 0 | 0 | #N/A | 0 | 0 | 0 | #N/A | 0 | 0 | 0 | #N/A | 0 | 0 | 0 | #N/A | 0 | 0 | 0 | #N/A | 0 | 0 | 0 | #N/A | 0 | 0 | 0 | #N/A | 0 | 0 | 0 | #N/A | 0 | 0 | 0 | #N/A | 0 | 0 | 0 | 5.8349 | 0 | 0 | 0 | 5.7153 | 0 | 0 | 0 | 8.1796 | 0 | 0 | 0 | 5.1848 | 0 | 0 | 0 | 8.1762 | 0 | 0 | 0 | #N/A | 0 | 0 | 0 | #N/A | 0 | 0 | 0 | #N/A | 0 | 0 | 0 | 5.1136 | 0 | 0 | 0 | 4.4637 | #DIV/0! | #DIV/0! | #DIV/0! | #N/A | 0 | 0 | 0 | #N/A | 0 | 0 | 0 | #N/A | 0 | 0 | 0 | #N/A | 0 | 0 | 0 | #N/A | 0 | 0 | 0 | #N/A | 0 | 0 | 0 | #N/A | #DIV/0! | #DIV/0! | #DIV/0! | #VALUE! | 0 | 0 | 0 | #N/A | 0 | 0 | 0 | #N/A | 0 | 0 | 0 | 4.8407 | 0 | 0 | 0 | 4.8407 | 0 | 0 | 0 | 1.8763 | 0 | 0 | 0 | 1.8674 | 0 | 0 | 0 | 1.8585 | 0 | 0 | 0 | 3.7156 | 0 | 0 | 0 | 15.5744 | 0 | 0 | 0 | 15.5414 | 0 | 0 | 0 | 15.5265 | 0 | 0 | 0 | 13.3831 | 0 | 0 | 0 | 13.3579 | 0 | 0 | 0 | 13.3437 | 0 | 0 | 0 | 11.2103 | 0 | 0 | 0 | 11.2047 | 0 | 0 | 0 | 11.1922 | #REF! | #REF! | #REF!
20 | 244 |  |  | 244 |  | Protective Systems Equipment | 0 | 0 | 0 | #N/A | 0 | 0 | 0 | #N/A | 0 | 0 | 0 | #N/A | 0 | 0 | 0 | #N/A | 0 | 0 | 0 | #N/A | 0 | 0 | 0 | #N/A | 0 | 0 | 0 | #N/A | 0 | 0 | 0 | #N/A | 0 | 0 | 0 | #N/A | 0 | 0 | 0 | #N/A | 0 | 0 | 0 | #N/A | 0 | 0 | 0 | #N/A | 0 | 0 | 0 | #N/A | 0 | 0 | 0 | #N/A | 0 | 0 | 0 | 13.8783 | 0 | 0 | 0 | 11.8869 | 0 | 0 | 0 | 18.955 | 0 | 0 | 0 | 12.0173 | 0 | 0 | 0 | 18.951 | 0 | 0 | 0 | #N/A | 0 | 0 | 0 | #N/A | 0 | 0 | 0 | #N/A | 0 | 0 | 0 | 10.9765 | 0 | 0 | 0 | 9.5816 | #DIV/0! | #DIV/0! | #DIV/0! | #N/A | 0 | 0 | 0 | #N/A | 0 | 0 | 0 | #N/A | 0 | 0 | 0 | #N/A | 0 | 0 | 0 | #N/A | 0 | 0 | 0 | #N/A | 0 | 0 | 0 | #N/A | #DIV/0! | #DIV/0! | #DIV/0! | #VALUE! | 0 | 0 | 0 | #N/A | 0 | 0 | 0 | #N/A | 0 | 0 | 0 | 10.2768 | 0 | 0 | 0 | 10.2768 | 0 | 0 | 0 | 2.451 | 0 | 0 | 0 | 2.3697 | 0 | 0 | 0 | 2.2988 | 0 | 0 | 0 | 4.5961 | 0 | 0 | 0 | 1.8614 | 0 | 0 | 0 | 1.8369 | 0 | 0 | 0 | 1.797 | 0 | 0 | 0 | 3.5072 | 0 | 0 | 0 | 3.3547 | 0 | 0 | 0 | 3.2858 | 0 | 0 | 0 | 2.0343 | 0 | 0 | 0 | 1.9588 | 0 | 0 | 0 | 1.9207 | #REF! | #REF! | #REF!
20 | 245 |  |  | 245 |  | Electrical Raceway Systems | 0 | 0 | 0 | #N/A | 0 | 0 | 0 | #N/A | 0 | 0 | 0 | #N/A | 0 | 0 | 0 | #N/A | 0 | 0 | 0 | #N/A | 0 | 0 | 0 | #N/A | 0 | 0 | 0 | #N/A | 0 | 0 | 0 | #N/A | 0 | 0 | 0 | #N/A | 0 | 0 | 0 | #N/A | 0 | 0 | 0 | #N/A | 0 | 0 | 0 | #N/A | 0 | 0 | 0 | #N/A | 0 | 0 | 0 | #N/A | 0 | 0 | 0 | 130.1964 | 0 | 0 | 0 | 62.2092 | 0 | 0 | 0 | 47.4572 | 0 | 0 | 0 | 34.6424 | 0 | 0 | 0 | 45.0834 | 0 | 0 | 0 | #N/A | 0 | 0 | 0 | #N/A | 0 | 0 | 0 | #N/A | 0 | 0 | 0 | 56.3798 | 0 | 0 | 0 | 49.2152 | #DIV/0! | #DIV/0! | #DIV/0! | #N/A | 0 | 0 | 0 | #N/A | 0 | 0 | 0 | #N/A | 0 | 0 | 0 | #N/A | 0 | 0 | 0 | #N/A | 0 | 0 | 0 | #N/A | 0 | 0 | 0 | #N/A | #DIV/0! | #DIV/0! | #DIV/0! | #VALUE! | 0 | 0 | 0 | #N/A | 0 | 0 | 0 | 136.7973 | 0 | 0 | 0 | 51.7733 | 0 | 0 | 0 | 51.7733 | 0 | 0 | 0 | 24.61 | 0 | 0 | 0 | 23.5197 | 0 | 0 | 0 | 22.5314 | 0 | 0 | 0 | 45.0612 | 0 | 0 | 0 | 54.7251 | 0 | 0 | 0 | 50.9307 | 0 | 0 | 0 | 49.2391 | 0 | 0 | 0 | 48.7104 | 0 | 0 | 0 | 45.3246 | 0 | 0 | 0 | 43.9979 | 0 | 0 | 0 | 41.4247 | 0 | 0 | 0 | 38.4943 | 0 | 0 | 0 | 37.346 | #REF! | #REF! | #REF!
20 | 246 |  |  | 246 |  | Power and Control Cables and Wiring | 0 | 0 | 0 | #N/A | 0 | 0 | 0 | #N/A | 0 | 0 | 0 | #N/A | 0 | 0 | 0 | #N/A | 0 | 0 | 0 | #N/A | 0 | 0 | 0 | #N/A | 0 | 0 | 0 | #N/A | 0 | 0 | 0 | #N/A | 0 | 0 | 0 | #N/A | 0 | 0 | 0 | #N/A | 0 | 0 | 0 | #N/A | 0 | 0 | 0 | #N/A | 0 | 0 | 0 | #N/A | 0 | 0 | 0 | #N/A | 0 | 0 | 0 | 92.6923 | 0 | 0 | 0 | 57.4655 | 0 | 0 | 0 | 43.7037 | 0 | 0 | 0 | 37.3518 | 0 | 0 | 0 | 39.3426 | 0 | 0 | 0 | #N/A | 0 | 0 | 0 | #N/A | 0 | 0 | 0 | #N/A | 0 | 0 | 0 | 45.5673 | 0 | 0 | 0 | 39.7767 | #DIV/0! | #DIV/0! | #DIV/0! | #N/A | 0 | 0 | 0 | #N/A | 0 | 0 | 0 | #N/A | 0 | 0 | 0 | #N/A | 0 | 0 | 0 | #N/A | 0 | 0 | 0 | #N/A | 0 | 0 | 0 | #N/A | #DIV/0! | #DIV/0! | #DIV/0! | #VALUE! | 0 | 0 | 0 | #N/A | 0 | 0 | 0 | 126.3619 | 0 | 0 | 0 | 35.614 | 0 | 0 | 0 | 35.614 | 0 | 0 | 0 | 18.0815 | 0 | 0 | 0 | 17.5925 | 0 | 0 | 0 | 17.1685 | 0 | 0 | 0 | 34.3355 | 0 | 0 | 0 | 54.485 | 0 | 0 | 0 | 51.6625 | 0 | 0 | 0 | 50.4005 | 0 | 0 | 0 | 47.1566 | 0 | 0 | 0 | 44.7006 | 0 | 0 | 0 | 43.7382 | 0 | 0 | 0 | 52.5005 | 0 | 0 | 0 | 50.2794 | 0 | 0 | 0 | 49.4091 | #REF! | #REF! | #REF!
20 | 25 |  | 25 |  |  | Initial Fuel Inventory | #N/A | #N/A | #N/A | 401.9411 | #N/A | #N/A | #N/A | 401.9689 | #N/A | #N/A | #N/A | 626.8084 | #N/A | #N/A | #N/A | 626.8223 | #N/A | #N/A | #N/A | 445.6857 | #N/A | #N/A | #N/A | 445.6619 | #N/A | #N/A | #N/A | 694.9691 | #N/A | #N/A | #N/A | 694.9453 | #N/A | #N/A | #N/A | 320 | #N/A | #N/A | #N/A | 320 | #N/A | #N/A | #N/A | 260 | #N/A | #N/A | #N/A | 260 | #N/A | #N/A | #N/A | 260 | #N/A | #N/A | #N/A | 260 | #N/A | #N/A | #N/A | 320 | #N/A | #N/A | #N/A | 320 | #N/A | #N/A | #N/A | 320 | #N/A | #N/A | #N/A | 320 | #N/A | #N/A | #N/A | 320 | #N/A | #N/A | #N/A | 260 | #N/A | #N/A | #N/A | 990 | #N/A | #N/A | #N/A | 990 | #N/A | #N/A | #N/A | 320 | #N/A | #N/A | #N/A | 320 | #DIV/0! | #DIV/0! | #DIV/0! | #N/A | #N/A | #N/A | #N/A | 831.2069 | #N/A | #N/A | #N/A | 855.2569 | #N/A | #N/A | #N/A | 855.2569 | #N/A | #N/A | #N/A | 855.2569 | #N/A | #N/A | #N/A | 855.2569 | #N/A | #N/A | #N/A | 855.2569 | #DIV/0! | #DIV/0! | #DIV/0! | #VALUE! | #N/A | #N/A | #N/A | 320 | #N/A | #N/A | #N/A | 990 | #N/A | #N/A | #N/A | 260 | #N/A | #N/A | #N/A | 260 | #N/A | #N/A | #N/A | 260 | #N/A | #N/A | #N/A | 260 | #N/A | #N/A | #N/A | 260 | #N/A | #N/A | #N/A | 260 | #N/A | #N/A | #N/A | 260 | #N/A | #N/A | #N/A | 260 | #N/A | #N/A | #N/A | 260 | #N/A | #N/A | #N/A | 260 | #N/A | #N/A | #N/A | 260 | #N/A | #N/A | #N/A | 260 | #N/A | #N/A | #N/A | 260 | #N/A | #N/A | #N/A | 260 | #N/A | #N/A | #N/A | 260 | #REF! | #REF! | #REF!
20 | 251 |  |  | 251 |  | Initial Fuel Inventory Material | 0 | 0 | 0 | #N/A | 0 | 0 | 0 | #N/A | 0 | 0 | 0 | #N/A | 0 | 0 | 0 | #N/A | 0 | 0 | 0 | #N/A | 0 | 0 | 0 | #N/A | 0 | 0 | 0 | #N/A | 0 | 0 | 0 | #N/A | 0 | 0 | 0 | #N/A | 0 | 0 | 0 | #N/A | 0 | 0 | 0 | #N/A | 0 | 0 | 0 | #N/A | 0 | 0 | 0 | #N/A | 0 | 0 | 0 | #N/A | 0 | 0 | 0 | #N/A | 0 | 0 | 0 | #N/A | 0 | 0 | 0 | #N/A | 0 | 0 | 0 | #N/A | 0 | 0 | 0 | #N/A | 0 | 0 | 0 | #N/A | 0 | 0 | 0 | #N/A | 0 | 0 | 0 | #N/A | 0 | 0 | 0 | #N/A | 0 | 0 | 0 | #N/A | #DIV/0! | #DIV/0! | #DIV/0! | #N/A | 0 | 0 | 0 | #N/A | 0 | 0 | 0 | #N/A | 0 | 0 | 0 | #N/A | 0 | 0 | 0 | #N/A | 0 | 0 | 0 | #N/A | 0 | 0 | 0 | #N/A | #DIV/0! | #DIV/0! | #DIV/0! | #VALUE! | 0 | 0 | 0 | #N/A | 0 | 0 | 0 | #N/A | 0 | 0 | 0 | #N/A | 0 | 0 | 0 | #N/A | 0 | 0 | 0 | #N/A | 0 | 0 | 0 | #N/A | 0 | 0 | 0 | #N/A | 0 | 0 | 0 | #N/A | 0 | 0 | 0 | #N/A | 0 | 0 | 0 | #N/A | 0 | 0 | 0 | #N/A | 0 | 0 | 0 | #N/A | 0 | 0 | 0 | #N/A | 0 | 0 | 0 | #N/A | 0 | 0 | 0 | #N/A | 0 | 0 | 0 | #N/A | 0 | 0 | 0 | #N/A | #REF! | #REF! | #REF!
20 | 252 |  |  | 252 |  | First Core Conversion | 0 | 0 | 0 | #N/A | 0 | 0 | 0 | #N/A | 0 | 0 | 0 | #N/A | 0 | 0 | 0 | #N/A | 0 | 0 | 0 | #N/A | 0 | 0 | 0 | #N/A | 0 | 0 | 0 | #N/A | 0 | 0 | 0 | #N/A | 0 | 0 | 0 | #N/A | 0 | 0 | 0 | #N/A | 0 | 0 | 0 | #N/A | 0 | 0 | 0 | #N/A | 0 | 0 | 0 | #N/A | 0 | 0 | 0 | #N/A | 0 | 0 | 0 | #N/A | 0 | 0 | 0 | #N/A | 0 | 0 | 0 | #N/A | 0 | 0 | 0 | #N/A | 0 | 0 | 0 | #N/A | 0 | 0 | 0 | #N/A | 0 | 0 | 0 | #N/A | 0 | 0 | 0 | #N/A | 0 | 0 | 0 | #N/A | 0 | 0 | 0 | #N/A | #DIV/0! | #DIV/0! | #DIV/0! | #N/A | 0 | 0 | 0 | #N/A | 0 | 0 | 0 | #N/A | 0 | 0 | 0 | #N/A | 0 | 0 | 0 | #N/A | 0 | 0 | 0 | #N/A | 0 | 0 | 0 | #N/A | #DIV/0! | #DIV/0! | #DIV/0! | #VALUE! | 0 | 0 | 0 | #N/A | 0 | 0 | 0 | #N/A | 0 | 0 | 0 | #N/A | 0 | 0 | 0 | #N/A | 0 | 0 | 0 | #N/A | 0 | 0 | 0 | #N/A | 0 | 0 | 0 | #N/A | 0 | 0 | 0 | #N/A | 0 | 0 | 0 | #N/A | 0 | 0 | 0 | #N/A | 0 | 0 | 0 | #N/A | 0 | 0 | 0 | #N/A | 0 | 0 | 0 | #N/A | 0 | 0 | 0 | #N/A | 0 | 0 | 0 | #N/A | 0 | 0 | 0 | #N/A | 0 | 0 | 0 | #N/A | #REF! | #REF! | #REF!
20 | 253 |  |  | 253 |  | First Core Enrichment | 0 | 0 | 0 | #N/A | 0 | 0 | 0 | #N/A | 0 | 0 | 0 | #N/A | 0 | 0 | 0 | #N/A | 0 | 0 | 0 | #N/A | 0 | 0 | 0 | #N/A | 0 | 0 | 0 | #N/A | 0 | 0 | 0 | #N/A | 0 | 0 | 0 | #N/A | 0 | 0 | 0 | #N/A | 0 | 0 | 0 | #N/A | 0 | 0 | 0 | #N/A | 0 | 0 | 0 | #N/A | 0 | 0 | 0 | #N/A | 0 | 0 | 0 | #N/A | 0 | 0 | 0 | #N/A | 0 | 0 | 0 | #N/A | 0 | 0 | 0 | #N/A | 0 | 0 | 0 | #N/A | 0 | 0 | 0 | #N/A | 0 | 0 | 0 | #N/A | 0 | 0 | 0 | #N/A | 0 | 0 | 0 | #N/A | 0 | 0 | 0 | #N/A | #DIV/0! | #DIV/0! | #DIV/0! | #N/A | 0 | 0 | 0 | #N/A | 0 | 0 | 0 | #N/A | 0 | 0 | 0 | #N/A | 0 | 0 | 0 | #N/A | 0 | 0 | 0 | #N/A | 0 | 0 | 0 | #N/A | #DIV/0! | #DIV/0! | #DIV/0! | #VALUE! | 0 | 0 | 0 | #N/A | 0 | 0 | 0 | #N/A | 0 | 0 | 0 | #N/A | 0 | 0 | 0 | #N/A | 0 | 0 | 0 | #N/A | 0 | 0 | 0 | #N/A | 0 | 0 | 0 | #N/A | 0 | 0 | 0 | #N/A | 0 | 0 | 0 | #N/A | 0 | 0 | 0 | #N/A | 0 | 0 | 0 | #N/A | 0 | 0 | 0 | #N/A | 0 | 0 | 0 | #N/A | 0 | 0 | 0 | #N/A | 0 | 0 | 0 | #N/A | 0 | 0 | 0 | #N/A | 0 | 0 | 0 | #N/A | #REF! | #REF! | #REF!
20 | 254 |  |  | 254 |  | First Core Fuel Assembly Fabrication | 0 | 0 | 0 | #N/A | 0 | 0 | 0 | #N/A | 0 | 0 | 0 | #N/A | 0 | 0 | 0 | #N/A | 0 | 0 | 0 | #N/A | 0 | 0 | 0 | #N/A | 0 | 0 | 0 | #N/A | 0 | 0 | 0 | #N/A | 0 | 0 | 0 | #N/A | 0 | 0 | 0 | #N/A | 0 | 0 | 0 | #N/A | 0 | 0 | 0 | #N/A | 0 | 0 | 0 | #N/A | 0 | 0 | 0 | #N/A | 0 | 0 | 0 | #N/A | 0 | 0 | 0 | #N/A | 0 | 0 | 0 | #N/A | 0 | 0 | 0 | #N/A | 0 | 0 | 0 | #N/A | 0 | 0 | 0 | #N/A | 0 | 0 | 0 | #N/A | 0 | 0 | 0 | #N/A | 0 | 0 | 0 | #N/A | 0 | 0 | 0 | #N/A | #DIV/0! | #DIV/0! | #DIV/0! | #N/A | 0 | 0 | 0 | #N/A | 0 | 0 | 0 | #N/A | 0 | 0 | 0 | #N/A | 0 | 0 | 0 | #N/A | 0 | 0 | 0 | #N/A | 0 | 0 | 0 | #N/A | #DIV/0! | #DIV/0! | #DIV/0! | #VALUE! | 0 | 0 | 0 | #N/A | 0 | 0 | 0 | #N/A | 0 | 0 | 0 | #N/A | 0 | 0 | 0 | #N/A | 0 | 0 | 0 | #N/A | 0 | 0 | 0 | #N/A | 0 | 0 | 0 | #N/A | 0 | 0 | 0 | #N/A | 0 | 0 | 0 | #N/A | 0 | 0 | 0 | #N/A | 0 | 0 | 0 | #N/A | 0 | 0 | 0 | #N/A | 0 | 0 | 0 | #N/A | 0 | 0 | 0 | #N/A | 0 | 0 | 0 | #N/A | 0 | 0 | 0 | #N/A | 0 | 0 | 0 | #N/A | #REF! | #REF! | #REF!
20 | 255 |  |  | 255 |  | First Core Supply of Other Fissionable Materials (e.g., Pu) | 0 | 0 | 0 | #N/A | 0 | 0 | 0 | #N/A | 0 | 0 | 0 | #N/A | 0 | 0 | 0 | #N/A | 0 | 0 | 0 | #N/A | 0 | 0 | 0 | #N/A | 0 | 0 | 0 | #N/A | 0 | 0 | 0 | #N/A | 0 | 0 | 0 | #N/A | 0 | 0 | 0 | #N/A | 0 | 0 | 0 | #N/A | 0 | 0 | 0 | #N/A | 0 | 0 | 0 | #N/A | 0 | 0 | 0 | #N/A | 0 | 0 | 0 | #N/A | 0 | 0 | 0 | #N/A | 0 | 0 | 0 | #N/A | 0 | 0 | 0 | #N/A | 0 | 0 | 0 | #N/A | 0 | 0 | 0 | #N/A | 0 | 0 | 0 | #N/A | 0 | 0 | 0 | #N/A | 0 | 0 | 0 | #N/A | 0 | 0 | 0 | #N/A | #DIV/0! | #DIV/0! | #DIV/0! | #N/A | 0 | 0 | 0 | #N/A | 0 | 0 | 0 | #N/A | 0 | 0 | 0 | #N/A | 0 | 0 | 0 | #N/A | 0 | 0 | 0 | #N/A | 0 | 0 | 0 | #N/A | #DIV/0! | #DIV/0! | #DIV/0! | #VALUE! | 0 | 0 | 0 | #N/A | 0 | 0 | 0 | #N/A | 0 | 0 | 0 | #N/A | 0 | 0 | 0 | #N/A | 0 | 0 | 0 | #N/A | 0 | 0 | 0 | #N/A | 0 | 0 | 0 | #N/A | 0 | 0 | 0 | #N/A | 0 | 0 | 0 | #N/A | 0 | 0 | 0 | #N/A | 0 | 0 | 0 | #N/A | 0 | 0 | 0 | #N/A | 0 | 0 | 0 | #N/A | 0 | 0 | 0 | #N/A | 0 | 0 | 0 | #N/A | 0 | 0 | 0 | #N/A | 0 | 0 | 0 | #N/A | #REF! | #REF! | #REF!
20 | 26 |  | 26 |  |  | Miscellaneous Equipment | 0 | 0 | 0 | 194.7303 | 0 | 0 | 0 | 194.7303 | 0 | 0 | 0 | 194.7303 | 0 | 0 | 0 | 194.7303 | 0 | 0 | 0 | 194.7303 | 0 | 0 | 0 | 194.7303 | 0 | 0 | 0 | 194.7303 | 0 | 0 | 0 | 194.7303 | 0 | 0 | 0 | 115.5434 | 0 | 0 | 0 | 63.5489 | 0 | 0 | 0 | 1432.738 | 0 | 0 | 0 | 612.3799 | 0 | 0 | 0 | 247.593 | 0 | 0 | 0 | 144.4292 | 0 | 0 | 0 | 197.0913 | 0 | 0 | 0 | 130.2721 | 0 | 0 | 0 | 162.9733 | 0 | 0 | 0 | 124.46 | 0 | 0 | 0 | 165.7098 | 0 | 0 | 0 | 69.1909 | 0 | 0 | 0 | 152.2944 | 0 | 0 | 0 | 170.8431 | 0 | 0 | 0 | 160.6565 | 0 | 0 | 0 | 242.4042 | #DIV/0! | #DIV/0! | #DIV/0! | #N/A | 0 | 0 | 0 | 275.5326 | 0 | 0 | 0 | 205.7692 | 0 | 0 | 0 | 156.1449 | 0 | 0 | 0 | 120.4388 | 0 | 0 | 0 | 93.7425 | 0 | 0 | 0 | 86.6535 | #DIV/0! | #DIV/0! | #DIV/0! | #VALUE! | 0 | 0 | 0 | 115.6679 | 0 | 0 | 0 | 273.5946 | 0 | 0 | 0 | 113.6315 | 0 | 0 | 0 | 113.6315 | 0 | 0 | 0 | 19.4023 | 0 | 0 | 0 | 19.1127 | 0 | 0 | 0 | 18.8187 | 0 | 0 | 0 | 37.6389 | 0 | 0 | 0 | 194.7303 | 0 | 0 | 0 | 194.7303 | 0 | 0 | 0 | 194.7303 | 0 | 0 | 0 | 194.7303 | 0 | 0 | 0 | 194.7303 | 0 | 0 | 0 | 194.7303 | 0 | 0 | 0 | 194.7303 | 0 | 0 | 0 | 194.7303 | 0 | 0 | 0 | 194.7303 | #REF! | #REF! | #REF!
20 | 261 |  |  | 261 |  | Transportation and Lift Equipment | 0 | 0 | 0 | #N/A | 0 | 0 | 0 | #N/A | 0 | 0 | 0 | #N/A | 0 | 0 | 0 | #N/A | 0 | 0 | 0 | #N/A | 0 | 0 | 0 | #N/A | 0 | 0 | 0 | #N/A | 0 | 0 | 0 | #N/A | 0 | 0 | 0 | #N/A | 0 | 0 | 0 | #N/A | 0 | 0 | 0 | #N/A | 0 | 0 | 0 | #N/A | 0 | 0 | 0 | #N/A | 0 | 0 | 0 | #N/A | 0 | 0 | 0 | #N/A | 0 | 0 | 0 | #N/A | 0 | 0 | 0 | #N/A | 0 | 0 | 0 | #N/A | 0 | 0 | 0 | #N/A | 0 | 0 | 0 | #N/A | 0 | 0 | 0 | #N/A | 0 | 0 | 0 | #N/A | 0 | 0 | 0 | #N/A | 0 | 0 | 0 | #N/A | #DIV/0! | #DIV/0! | #DIV/0! | #N/A | 0 | 0 | 0 | #N/A | 0 | 0 | 0 | #N/A | 0 | 0 | 0 | #N/A | 0 | 0 | 0 | #N/A | 0 | 0 | 0 | #N/A | 0 | 0 | 0 | #N/A | #DIV/0! | #DIV/0! | #DIV/0! | #VALUE! | 0 | 0 | 0 | #N/A | 0 | 0 | 0 | #N/A | 0 | 0 | 0 | #N/A | 0 | 0 | 0 | #N/A | 0 | 0 | 0 | #N/A | 0 | 0 | 0 | #N/A | 0 | 0 | 0 | #N/A | 0 | 0 | 0 | #N/A | 0 | 0 | 0 | #N/A | 0 | 0 | 0 | #N/A | 0 | 0 | 0 | #N/A | 0 | 0 | 0 | #N/A | 0 | 0 | 0 | #N/A | 0 | 0 | 0 | #N/A | 0 | 0 | 0 | #N/A | 0 | 0 | 0 | #N/A | 0 | 0 | 0 | #N/A | #REF! | #REF! | #REF!
20 | 262 |  |  | 262 |  | Air, Water, Plant Fuel Oil, and Steam Systems | 0 | 0 | 0 | #N/A | 0 | 0 | 0 | #N/A | 0 | 0 | 0 | #N/A | 0 | 0 | 0 | #N/A | 0 | 0 | 0 | #N/A | 0 | 0 | 0 | #N/A | 0 | 0 | 0 | #N/A | 0 | 0 | 0 | #N/A | 0 | 0 | 0 | #N/A | 0 | 0 | 0 | #N/A | 0 | 0 | 0 | #N/A | 0 | 0 | 0 | #N/A | 0 | 0 | 0 | #N/A | 0 | 0 | 0 | #N/A | 0 | 0 | 0 | #N/A | 0 | 0 | 0 | #N/A | 0 | 0 | 0 | #N/A | 0 | 0 | 0 | #N/A | 0 | 0 | 0 | #N/A | 0 | 0 | 0 | #N/A | 0 | 0 | 0 | #N/A | 0 | 0 | 0 | #N/A | 0 | 0 | 0 | #N/A | 0 | 0 | 0 | #N/A | #DIV/0! | #DIV/0! | #DIV/0! | #N/A | 0 | 0 | 0 | #N/A | 0 | 0 | 0 | #N/A | 0 | 0 | 0 | #N/A | 0 | 0 | 0 | #N/A | 0 | 0 | 0 | #N/A | 0 | 0 | 0 | #N/A | #DIV/0! | #DIV/0! | #DIV/0! | #VALUE! | 0 | 0 | 0 | #N/A | 0 | 0 | 0 | #N/A | 0 | 0 | 0 | #N/A | 0 | 0 | 0 | #N/A | 0 | 0 | 0 | #N/A | 0 | 0 | 0 | #N/A | 0 | 0 | 0 | #N/A | 0 | 0 | 0 | #N/A | 0 | 0 | 0 | #N/A | 0 | 0 | 0 | #N/A | 0 | 0 | 0 | #N/A | 0 | 0 | 0 | #N/A | 0 | 0 | 0 | #N/A | 0 | 0 | 0 | #N/A | 0 | 0 | 0 | #N/A | 0 | 0 | 0 | #N/A | 0 | 0 | 0 | #N/A | #REF! | #REF! | #REF!
20 | 263 |  |  | 263 |  | Communications Equipment | 0 | 0 | 0 | #N/A | 0 | 0 | 0 | #N/A | 0 | 0 | 0 | #N/A | 0 | 0 | 0 | #N/A | 0 | 0 | 0 | #N/A | 0 | 0 | 0 | #N/A | 0 | 0 | 0 | #N/A | 0 | 0 | 0 | #N/A | 0 | 0 | 0 | #N/A | 0 | 0 | 0 | #N/A | 0 | 0 | 0 | #N/A | 0 | 0 | 0 | #N/A | 0 | 0 | 0 | #N/A | 0 | 0 | 0 | #N/A | 0 | 0 | 0 | #N/A | 0 | 0 | 0 | #N/A | 0 | 0 | 0 | #N/A | 0 | 0 | 0 | #N/A | 0 | 0 | 0 | #N/A | 0 | 0 | 0 | #N/A | 0 | 0 | 0 | #N/A | 0 | 0 | 0 | #N/A | 0 | 0 | 0 | #N/A | 0 | 0 | 0 | #N/A | #DIV/0! | #DIV/0! | #DIV/0! | #N/A | 0 | 0 | 0 | #N/A | 0 | 0 | 0 | #N/A | 0 | 0 | 0 | #N/A | 0 | 0 | 0 | #N/A | 0 | 0 | 0 | #N/A | 0 | 0 | 0 | #N/A | #DIV/0! | #DIV/0! | #DIV/0! | #VALUE! | 0 | 0 | 0 | #N/A | 0 | 0 | 0 | #N/A | 0 | 0 | 0 | #N/A | 0 | 0 | 0 | #N/A | 0 | 0 | 0 | #N/A | 0 | 0 | 0 | #N/A | 0 | 0 | 0 | #N/A | 0 | 0 | 0 | #N/A | 0 | 0 | 0 | #N/A | 0 | 0 | 0 | #N/A | 0 | 0 | 0 | #N/A | 0 | 0 | 0 | #N/A | 0 | 0 | 0 | #N/A | 0 | 0 | 0 | #N/A | 0 | 0 | 0 | #N/A | 0 | 0 | 0 | #N/A | 0 | 0 | 0 | #N/A | #REF! | #REF! | #REF!
20 | 264 |  |  | 264 |  | Furnishing and Fixtures | 0 | 0 | 0 | #N/A | 0 | 0 | 0 | #N/A | 0 | 0 | 0 | #N/A | 0 | 0 | 0 | #N/A | 0 | 0 | 0 | #N/A | 0 | 0 | 0 | #N/A | 0 | 0 | 0 | #N/A | 0 | 0 | 0 | #N/A | 0 | 0 | 0 | #N/A | 0 | 0 | 0 | #N/A | 0 | 0 | 0 | #N/A | 0 | 0 | 0 | #N/A | 0 | 0 | 0 | #N/A | 0 | 0 | 0 | #N/A | 0 | 0 | 0 | #N/A | 0 | 0 | 0 | #N/A | 0 | 0 | 0 | #N/A | 0 | 0 | 0 | #N/A | 0 | 0 | 0 | #N/A | 0 | 0 | 0 | #N/A | 0 | 0 | 0 | #N/A | 0 | 0 | 0 | #N/A | 0 | 0 | 0 | #N/A | 0 | 0 | 0 | #N/A | #DIV/0! | #DIV/0! | #DIV/0! | #N/A | 0 | 0 | 0 | #N/A | 0 | 0 | 0 | #N/A | 0 | 0 | 0 | #N/A | 0 | 0 | 0 | #N/A | 0 | 0 | 0 | #N/A | 0 | 0 | 0 | #N/A | #DIV/0! | #DIV/0! | #DIV/0! | #VALUE! | 0 | 0 | 0 | #N/A | 0 | 0 | 0 | #N/A | 0 | 0 | 0 | #N/A | 0 | 0 | 0 | #N/A | 0 | 0 | 0 | #N/A | 0 | 0 | 0 | #N/A | 0 | 0 | 0 | #N/A | 0 | 0 | 0 | #N/A | 0 | 0 | 0 | #N/A | 0 | 0 | 0 | #N/A | 0 | 0 | 0 | #N/A | 0 | 0 | 0 | #N/A | 0 | 0 | 0 | #N/A | 0 | 0 | 0 | #N/A | 0 | 0 | 0 | #N/A | 0 | 0 | 0 | #N/A | 0 | 0 | 0 | #N/A | #REF! | #REF! | #REF!
20 | 265 |  |  | 265 |  | Robotic and/or Remotely Operated Inspection and Maintenance Equipment | 0 | 0 | 0 | #N/A | 0 | 0 | 0 | #N/A | 0 | 0 | 0 | #N/A | 0 | 0 | 0 | #N/A | 0 | 0 | 0 | #N/A | 0 | 0 | 0 | #N/A | 0 | 0 | 0 | #N/A | 0 | 0 | 0 | #N/A | 0 | 0 | 0 | #N/A | 0 | 0 | 0 | #N/A | 0 | 0 | 0 | #N/A | 0 | 0 | 0 | #N/A | 0 | 0 | 0 | #N/A | 0 | 0 | 0 | #N/A | 0 | 0 | 0 | #N/A | 0 | 0 | 0 | #N/A | 0 | 0 | 0 | #N/A | 0 | 0 | 0 | #N/A | 0 | 0 | 0 | #N/A | 0 | 0 | 0 | #N/A | 0 | 0 | 0 | #N/A | 0 | 0 | 0 | #N/A | 0 | 0 | 0 | #N/A | 0 | 0 | 0 | #N/A | #DIV/0! | #DIV/0! | #DIV/0! | #N/A | 0 | 0 | 0 | #N/A | 0 | 0 | 0 | #N/A | 0 | 0 | 0 | #N/A | 0 | 0 | 0 | #N/A | 0 | 0 | 0 | #N/A | 0 | 0 | 0 | #N/A | #DIV/0! | #DIV/0! | #DIV/0! | #VALUE! | 0 | 0 | 0 | #N/A | 0 | 0 | 0 | #N/A | 0 | 0 | 0 | #N/A | 0 | 0 | 0 | #N/A | 0 | 0 | 0 | #N/A | 0 | 0 | 0 | #N/A | 0 | 0 | 0 | #N/A | 0 | 0 | 0 | #N/A | 0 | 0 | 0 | #N/A | 0 | 0 | 0 | #N/A | 0 | 0 | 0 | #N/A | 0 | 0 | 0 | #N/A | 0 | 0 | 0 | #N/A | 0 | 0 | 0 | #N/A | 0 | 0 | 0 | #N/A | 0 | 0 | 0 | #N/A | 0 | 0 | 0 | #N/A | #REF! | #REF! | #REF!
20 | 27 |  | 27 |  |  | Material Requiring Special Consideration | 0 | 0 | 0 | 0 | 0 | 0 | 0 | 0 | 0 | 0 | 0 | 0 | 0 | 0 | 0 | 0 | 0 | 0 | 0 | 0 | 0 | 0 | 0 | 0 | 0 | 0 | 0 | 0 | 0 | 0 | 0 | 0 | 0 | 0 | 0 | 0 | 0 | 0 | 0 | 0 | 0 | 0 | 0 | 0 | 0 | 0 | 0 | 0 | 0 | 0 | 0 | 0 | 0 | 0 | 0 | 0 | 0 | 0 | 0 | 0 | 0 | 0 | 0 | 0 | 0 | 0 | 0 | 0 | 0 | 0 | 0 | 0 | 0 | 0 | 0 | 0 | 0 | 0 | 0 | 0 | 0 | 0 | 0 | 0 | 0 | 0 | 0 | 0 | 0 | 0 | 0 | 0 | 0 | 0 | 0 | 0 | #DIV/0! | #DIV/0! | #DIV/0! | #N/A | 0 | 0 | 0 | 0 | 0 | 0 | 0 | 0 | 0 | 0 | 0 | 0 | 0 | 0 | 0 | 0 | 0 | 0 | 0 | 0 | 0 | 0 | 0 | 0 | #DIV/0! | #DIV/0! | #DIV/0! | #VALUE! | 0 | 0 | 0 | 0 | 0 | 0 | 0 | 0 | 0 | 0 | 0 | 299.0219 | 0 | 0 | 0 | 299.0219 | 0 | 0 | 0 | 0 | 0 | 0 | 0 | 0 | 0 | 0 | 0 | 0 | 0 | 0 | 0 | 0 | 0 | 0 | 0 | 0 | 0 | 0 | 0 | 0 | 0 | 0 | 0 | 0 | 0 | 0 | 0 | 0 | 0 | 0 | 0 | 0 | 0 | 0 | 0 | 0 | 0 | 0 | 0 | 0 | 0 | 0 | 0 | 0 | 0 | 0 | 0 | 0 | #REF! | #REF! | #REF!
20 | 28 |  | 28 |  |  | Simulator | 0 | 0 | 0 | 0.17673 | 0 | 0 | 0 | 0.17673 | 0 | 0 | 0 | 0.17673 | 0 | 0 | 0 | 0.17673 | 0 | 0 | 0 | 0.17673 | 0 | 0 | 0 | 0.17673 | 0 | 0 | 0 | 0.17673 | 0 | 0 | 0 | 0.17673 | 0 | 0 | 0 | 0.17673 | 0 | 0 | 0 | 0.17673 | 0 | 0 | 0 | 0.17673 | 0 | 0 | 0 | 0.17673 | 0 | 0 | 0 | 0.17673 | 0 | 0 | 0 | 0.17673 | 0 | 0 | 0 | 0.17673 | 0 | 0 | 0 | 0.17673 | 0 | 0 | 0 | 0.17673 | 0 | 0 | 0 | 0.17673 | 0 | 0 | 0 | 0.17673 | 0 | 0 | 0 | 0.17673 | 0 | 0 | 0 | 0.17673 | 0 | 0 | 0 | 0.17673 | 0 | 0 | 0 | 0.17673 | 0 | 0 | 0 | 0.17673 | #DIV/0! | #DIV/0! | #DIV/0! | #N/A | 0 | 0 | 0 | 0.45066 | 0 | 0 | 0 | 0.2391 | 0 | 0 | 0 | 0.11955 | 0 | 0 | 0 | 0.11955 | 0 | 0 | 0 | 0.059774 | 0 | 0 | 0 | 0.071729 | #DIV/0! | #DIV/0! | #DIV/0! | #VALUE! | 0 | 0 | 0 | 0.17673 | 0 | 0 | 0 | 0.17673 | 0 | 0 | 0 | 0.17673 | 0 | 0 | 0 | 0.17673 | 0 | 0 | 0 | 0.17673 | 0 | 0 | 0 | 0.17673 | 0 | 0 | 0 | 0.17673 | 0 | 0 | 0 | 0.17673 | 0 | 0 | 0 | 0.17673 | 0 | 0 | 0 | 0.17673 | 0 | 0 | 0 | 0.17673 | 0 | 0 | 0 | 0.17673 | 0 | 0 | 0 | 0.17673 | 0 | 0 | 0 | 0.17673 | 0 | 0 | 0 | 0.17673 | 0 | 0 | 0 | 0.17673 | 0 | 0 | 0 | 0.17673 | #REF! | #REF! | #REF!
20 | 29 |  | 29 |  |  | Contingency on Direct Costs | 0 | 0 | 0 | 742.9889 | 0 | 0 | 0 | 593.5029 | 0 | 0 | 0 | 1201.3272 | 0 | 0 | 0 | 992.7103 | 0 | 0 | 0 | 903.6406 | 0 | 0 | 0 | 719.6502 | 0 | 0 | 0 | 1520.9048 | 0 | 0 | 0 | 1258.7101 | 0 | 0 | 0 | 720.2618 | 0 | 0 | 0 | 720.2618 | 0 | 0 | 0 | 720.2618 | 0 | 0 | 0 | 720.2618 | 0 | 0 | 0 | 720.2618 | 0 | 0 | 0 | 720.2618 | 0 | 0 | 0 | 720.2618 | 0 | 0 | 0 | 720.2618 | 0 | 0 | 0 | 720.2618 | 0 | 0 | 0 | 720.2618 | 0 | 0 | 0 | 720.2618 | 0 | 0 | 0 | 720.2618 | 0 | 0 | 0 | 720.2618 | 0 | 0 | 0 | 720.2618 | 0 | 0 | 0 | 720.2618 | 0 | 0 | 0 | 720.2618 | #DIV/0! | #DIV/0! | #DIV/0! | #N/A | 0 | 0 | 0 | 501.8711 | 0 | 0 | 0 | 408.8432 | 0 | 0 | 0 | 350.1632 | 0 | 0 | 0 | 316.0096 | 0 | 0 | 0 | 290.1236 | 0 | 0 | 0 | 283.2202 | #DIV/0! | #DIV/0! | #DIV/0! | #VALUE! | 0 | 0 | 0 | 720.2618 | 0 | 0 | 0 | 720.2618 | 0 | 0 | 0 | 720.2618 | 0 | 0 | 0 | 720.2618 | 0 | 0 | 0 | 720.2618 | 0 | 0 | 0 | 720.2618 | 0 | 0 | 0 | 720.2618 | 0 | 0 | 0 | 720.2618 | 0 | 0 | 0 | 720.2618 | 0 | 0 | 0 | 720.2618 | 0 | 0 | 0 | 720.2618 | 0 | 0 | 0 | 720.2618 | 0 | 0 | 0 | 720.2618 | 0 | 0 | 0 | 720.2618 | 0 | 0 | 0 | 720.2618 | 0 | 0 | 0 | 720.2618 | 0 | 0 | 0 | 720.2618 | #REF! | #REF! | #REF!
30 | 30 | 30 |  |  |  | Capitalized Indirect Services Cost | 0 | 0 | 0 | 1564.0685 | 0 | 0 | 0 | 1197.0114 | 0 | 0 | 0 | 2469.9459 | 0 | 0 | 0 | 1986.1061 | 0 | 0 | 0 | 1949.7226 | 0 | 0 | 0 | 1463.375 | 0 | 0 | 0 | 3169.7603 | 0 | 0 | 0 | 2528.9258 | 0 | 0 | 0 | 1830.4081 | 0 | 0 | 0 | 1200.9044 | 0 | 0 | 0 | 4479.7915 | 0 | 0 | 0 | 2428.0758 | 0 | 0 | 0 | 3604.9257 | 0 | 0 | 0 | 1911.8161 | 0 | 0 | 0 | 2966.4256 | 0 | 0 | 0 | 1174.407 | 0 | 0 | 0 | 902.5091 | 0 | 0 | 0 | 726.6234 | 0 | 0 | 0 | 925.8285 | 0 | 0 | 0 | 889.0389 | 0 | 0 | 0 | 1896.5156 | 0 | 0 | 0 | 2415.6975 | 0 | 0 | 0 | 1076.1328 | 0 | 0 | 0 | 1217.2206 | #DIV/0! | #DIV/0! | #DIV/0! | #DIV/0! | #N/A | 0 | 0 | 1865.5117 | 0 | 0 | 0 | 1474.1265 | 0 | 0 | 0 | 1237.369 | 0 | 0 | 0 | 1108.7573 | 0 | 0 | 0 | 1033.5365 | 0 | 0 | 0 | 1020.5605 | #DIV/0! | #DIV/0! | #DIV/0! | #DIV/0! | #VALUE! | 0 | 0 | 1126.4176 | 0 | 0 | 0 | 1461.7692 | 0 | 0 | 0 | 1156.9774 | 0 | 0 | 0 | 1156.9774 | 0 | 0 | 0 | 263.2722 | 0 | 0 | 0 | 201.5996 | 0 | 0 | 0 | 180.2208 | 0 | 0 | 0 | 315.4344 | 0 | 0 | 0 | 1174.796 | 0 | 0 | 0 | 716.2737 | 0 | 0 | 0 | 656.4913 | 0 | 0 | 0 | 1040.3305 | 0 | 0 | 0 | 642.5822 | 0 | 0 | 0 | 594.9293 | 0 | 0 | 0 | 933.6026 | 0 | 0 | 0 | 537.9386 | 0 | 0 | 0 | 492.2732 | #REF! | #REF! | #REF!
30 | 31 |  | 31 |  |  | Factory & Field Indirect Costs | 0 | 0 | 0 | 1468.6578 | 0 | 0 | 0 | 1173.1587 | 0 | 0 | 0 | 2374.5352 | 0 | 0 | 0 | 1962.2534 | 0 | 0 | 0 | 1786.2444 | 0 | 0 | 0 | 1422.5054 | 0 | 0 | 0 | 3006.2821 | 0 | 0 | 0 | 2488.0562 | 0 | 0 | 0 | 0 | 0 | 0 | 0 | 0 | 0 | 0 | 0 | 0 | 0 | 0 | 0 | 0 | 0 | 0 | 0 | 0 | 0 | 0 | 0 | 0 | 0 | 0 | 0 | 730.2839 | 0 | 0 | 0 | 403.1365 | 0 | 0 | 0 | 394.0856 | 0 | 0 | 0 | 330.4401 | 0 | 0 | 0 | 320.9519 | 0 | 0 | 0 | 409.977 | 0 | 0 | 0 | 178.4956 | 0 | 0 | 0 | 364.7145 | 0 | 0 | 0 | 0 | 0 | 0 | 0 | 0 | #DIV/0! | #DIV/0! | #DIV/0! | #N/A | 0 | 0 | 0 | 766.2207 | 0 | 0 | 0 | 624.1924 | 0 | 0 | 0 | 534.604 | 0 | 0 | 0 | 482.4608 | 0 | 0 | 0 | 442.9399 | 0 | 0 | 0 | 432.4003 | #DIV/0! | #DIV/0! | #DIV/0! | #VALUE! | 0 | 0 | 0 | 381.6806 | 0 | 0 | 0 | 0 | 0 | 0 | 0 | 501.8663 | 0 | 0 | 0 | 501.8663 | 0 | 0 | 0 | 63.8422 | 0 | 0 | 0 | 59.1457 | 0 | 0 | 0 | 56.7607 | 0 | 0 | 0 | 111.8316 | 0 | 0 | 0 | 301.867 | 0 | 0 | 0 | 248.0622 | 0 | 0 | 0 | 242.4657 | 0 | 0 | 0 | 273.1225 | 0 | 0 | 0 | 226.7037 | 0 | 0 | 0 | 222.1434 | 0 | 0 | 0 | 231.7875 | 0 | 0 | 0 | 188.5564 | 0 | 0 | 0 | 183.5827 | #REF! | #REF! | #REF!
30 | 311 |  |  | 311 |  | Construction Tools and Equipment | 0 | 0 | 0 | 0 | 0 | 0 | 0 | 0 | 0 | 0 | 0 | 0 | 0 | 0 | 0 | 0 | 0 | 0 | 0 | 0 | 0 | 0 | 0 | 0 | 0 | 0 | 0 | 0 | 0 | 0 | 0 | 0 | 0 | 0 | 0 | 0 | 0 | 0 | 0 | 0 | 0 | 0 | 0 | 0 | 0 | 0 | 0 | 0 | 0 | 0 | 0 | 0 | 0 | 0 | 0 | 0 | 0 | 0 | 0 | 0 | 0 | 0 | 0 | 0 | 0 | 0 | 0 | 0 | 0 | 0 | 0 | 0 | 0 | 0 | 0 | 0 | 0 | 0 | 0 | 0 | 0 | 0 | 0 | 0 | 0 | 0 | 0 | 0 | 0 | 0 | 0 | 0 | 0 | 0 | 0 | 0 | #DIV/0! | #DIV/0! | #DIV/0! | #N/A | 0 | 0 | 0 | 0 | 0 | 0 | 0 | 0 | 0 | 0 | 0 | 0 | 0 | 0 | 0 | 0 | 0 | 0 | 0 | 0 | 0 | 0 | 0 | 0 | #DIV/0! | #DIV/0! | #DIV/0! | #VALUE! | 0 | 0 | 0 | 0 | 0 | 0 | 0 | 0 | 0 | 0 | 0 | 0 | 0 | 0 | 0 | 0 | 0 | 0 | 0 | 0 | 0 | 0 | 0 | 0 | 0 | 0 | 0 | 0 | 0 | 0 | 0 | 0 | 0 | 0 | 0 | 0 | 0 | 0 | 0 | 0 | 0 | 0 | 0 | 0 | 0 | 0 | 0 | 0 | 0 | 0 | 0 | 0 | 0 | 0 | 0 | 0 | 0 | 0 | 0 | 0 | 0 | 0 | 0 | 0 | 0 | 0 | 0 | 0 | #REF! | #REF! | #REF!
30 | 312 |  |  | 312 |  | Construction Vehicles | 0 | 0 | 0 | 0 | 0 | 0 | 0 | 0 | 0 | 0 | 0 | 0 | 0 | 0 | 0 | 0 | 0 | 0 | 0 | 0 | 0 | 0 | 0 | 0 | 0 | 0 | 0 | 0 | 0 | 0 | 0 | 0 | 0 | 0 | 0 | 0 | 0 | 0 | 0 | 0 | 0 | 0 | 0 | 0 | 0 | 0 | 0 | 0 | 0 | 0 | 0 | 0 | 0 | 0 | 0 | 0 | 0 | 0 | 0 | 0 | 0 | 0 | 0 | 0 | 0 | 0 | 0 | 0 | 0 | 0 | 0 | 0 | 0 | 0 | 0 | 0 | 0 | 0 | 0 | 0 | 0 | 0 | 0 | 0 | 0 | 0 | 0 | 0 | 0 | 0 | 0 | 0 | 0 | 0 | 0 | 0 | #DIV/0! | #DIV/0! | #DIV/0! | #N/A | 0 | 0 | 0 | 0 | 0 | 0 | 0 | 0 | 0 | 0 | 0 | 0 | 0 | 0 | 0 | 0 | 0 | 0 | 0 | 0 | 0 | 0 | 0 | 0 | #DIV/0! | #DIV/0! | #DIV/0! | #VALUE! | 0 | 0 | 0 | 0 | 0 | 0 | 0 | 0 | 0 | 0 | 0 | 0 | 0 | 0 | 0 | 0 | 0 | 0 | 0 | 0 | 0 | 0 | 0 | 0 | 0 | 0 | 0 | 0 | 0 | 0 | 0 | 0 | 0 | 0 | 0 | 0 | 0 | 0 | 0 | 0 | 0 | 0 | 0 | 0 | 0 | 0 | 0 | 0 | 0 | 0 | 0 | 0 | 0 | 0 | 0 | 0 | 0 | 0 | 0 | 0 | 0 | 0 | 0 | 0 | 0 | 0 | 0 | 0 | #REF! | #REF! | #REF!
30 | 313 |  |  | 313 |  | Construction Supplies, Consumables, and Utilities | 0 | 0 | 0 | 0 | 0 | 0 | 0 | 0 | 0 | 0 | 0 | 0 | 0 | 0 | 0 | 0 | 0 | 0 | 0 | 0 | 0 | 0 | 0 | 0 | 0 | 0 | 0 | 0 | 0 | 0 | 0 | 0 | 0 | 0 | 0 | 0 | 0 | 0 | 0 | 0 | 0 | 0 | 0 | 0 | 0 | 0 | 0 | 0 | 0 | 0 | 0 | 0 | 0 | 0 | 0 | 0 | 0 | 0 | 0 | 0 | 0 | 0 | 0 | 0 | 0 | 0 | 0 | 0 | 0 | 0 | 0 | 0 | 0 | 0 | 0 | 0 | 0 | 0 | 0 | 0 | 0 | 0 | 0 | 0 | 0 | 0 | 0 | 0 | 0 | 0 | 0 | 0 | 0 | 0 | 0 | 0 | #DIV/0! | #DIV/0! | #DIV/0! | #N/A | 0 | 0 | 0 | 0 | 0 | 0 | 0 | 0 | 0 | 0 | 0 | 0 | 0 | 0 | 0 | 0 | 0 | 0 | 0 | 0 | 0 | 0 | 0 | 0 | #DIV/0! | #DIV/0! | #DIV/0! | #VALUE! | 0 | 0 | 0 | 0 | 0 | 0 | 0 | 0 | 0 | 0 | 0 | 0 | 0 | 0 | 0 | 0 | 0 | 0 | 0 | 0 | 0 | 0 | 0 | 0 | 0 | 0 | 0 | 0 | 0 | 0 | 0 | 0 | 0 | 0 | 0 | 0 | 0 | 0 | 0 | 0 | 0 | 0 | 0 | 0 | 0 | 0 | 0 | 0 | 0 | 0 | 0 | 0 | 0 | 0 | 0 | 0 | 0 | 0 | 0 | 0 | 0 | 0 | 0 | 0 | 0 | 0 | 0 | 0 | #REF! | #REF! | #REF!
30 | 314 |  |  | 314 |  | Temporary Roads and Railroads | 0 | 0 | 0 | 0 | 0 | 0 | 0 | 0 | 0 | 0 | 0 | 0 | 0 | 0 | 0 | 0 | 0 | 0 | 0 | 0 | 0 | 0 | 0 | 0 | 0 | 0 | 0 | 0 | 0 | 0 | 0 | 0 | 0 | 0 | 0 | 0 | 0 | 0 | 0 | 0 | 0 | 0 | 0 | 0 | 0 | 0 | 0 | 0 | 0 | 0 | 0 | 0 | 0 | 0 | 0 | 0 | 0 | 0 | 0 | 0 | 0 | 0 | 0 | 0 | 0 | 0 | 0 | 0 | 0 | 0 | 0 | 0 | 0 | 0 | 0 | 0 | 0 | 0 | 0 | 0 | 0 | 0 | 0 | 0 | 0 | 0 | 0 | 0 | 0 | 0 | 0 | 0 | 0 | 0 | 0 | 0 | #DIV/0! | #DIV/0! | #DIV/0! | #N/A | 0 | 0 | 0 | 0 | 0 | 0 | 0 | 0 | 0 | 0 | 0 | 0 | 0 | 0 | 0 | 0 | 0 | 0 | 0 | 0 | 0 | 0 | 0 | 0 | #DIV/0! | #DIV/0! | #DIV/0! | #VALUE! | 0 | 0 | 0 | 0 | 0 | 0 | 0 | 0 | 0 | 0 | 0 | 0 | 0 | 0 | 0 | 0 | 0 | 0 | 0 | 0 | 0 | 0 | 0 | 0 | 0 | 0 | 0 | 0 | 0 | 0 | 0 | 0 | 0 | 0 | 0 | 0 | 0 | 0 | 0 | 0 | 0 | 0 | 0 | 0 | 0 | 0 | 0 | 0 | 0 | 0 | 0 | 0 | 0 | 0 | 0 | 0 | 0 | 0 | 0 | 0 | 0 | 0 | 0 | 0 | 0 | 0 | 0 | 0 | #REF! | #REF! | #REF!
30 | 315 |  |  | 315 |  | Module Receiving and Assembly Building(s) | 0 | 0 | 0 | 0 | 0 | 0 | 0 | 0 | 0 | 0 | 0 | 0 | 0 | 0 | 0 | 0 | 0 | 0 | 0 | 0 | 0 | 0 | 0 | 0 | 0 | 0 | 0 | 0 | 0 | 0 | 0 | 0 | 0 | 0 | 0 | 0 | 0 | 0 | 0 | 0 | 0 | 0 | 0 | 0 | 0 | 0 | 0 | 0 | 0 | 0 | 0 | 0 | 0 | 0 | 0 | 0 | 0 | 0 | 0 | 0 | 0 | 0 | 0 | 0 | 0 | 0 | 0 | 0 | 0 | 0 | 0 | 0 | 0 | 0 | 0 | 0 | 0 | 0 | 0 | 0 | 0 | 0 | 0 | 0 | 0 | 0 | 0 | 0 | 0 | 0 | 0 | 0 | 0 | 0 | 0 | 0 | #DIV/0! | #DIV/0! | #DIV/0! | #N/A | 0 | 0 | 0 | 0 | 0 | 0 | 0 | 0 | 0 | 0 | 0 | 0 | 0 | 0 | 0 | 0 | 0 | 0 | 0 | 0 | 0 | 0 | 0 | 0 | #DIV/0! | #DIV/0! | #DIV/0! | #VALUE! | 0 | 0 | 0 | 0 | 0 | 0 | 0 | 0 | 0 | 0 | 0 | 0 | 0 | 0 | 0 | 0 | 0 | 0 | 0 | 0 | 0 | 0 | 0 | 0 | 0 | 0 | 0 | 0 | 0 | 0 | 0 | 0 | 0 | 0 | 0 | 0 | 0 | 0 | 0 | 0 | 0 | 0 | 0 | 0 | 0 | 0 | 0 | 0 | 0 | 0 | 0 | 0 | 0 | 0 | 0 | 0 | 0 | 0 | 0 | 0 | 0 | 0 | 0 | 0 | 0 | 0 | 0 | 0 | #REF! | #REF! | #REF!
30 | 316 |  |  | 316 |  | Laydown Areas | 0 | 0 | 0 | 0 | 0 | 0 | 0 | 0 | 0 | 0 | 0 | 0 | 0 | 0 | 0 | 0 | 0 | 0 | 0 | 0 | 0 | 0 | 0 | 0 | 0 | 0 | 0 | 0 | 0 | 0 | 0 | 0 | 0 | 0 | 0 | 0 | 0 | 0 | 0 | 0 | 0 | 0 | 0 | 0 | 0 | 0 | 0 | 0 | 0 | 0 | 0 | 0 | 0 | 0 | 0 | 0 | 0 | 0 | 0 | 0 | 0 | 0 | 0 | 0 | 0 | 0 | 0 | 0 | 0 | 0 | 0 | 0 | 0 | 0 | 0 | 0 | 0 | 0 | 0 | 0 | 0 | 0 | 0 | 0 | 0 | 0 | 0 | 0 | 0 | 0 | 0 | 0 | 0 | 0 | 0 | 0 | #DIV/0! | #DIV/0! | #DIV/0! | #N/A | 0 | 0 | 0 | 0 | 0 | 0 | 0 | 0 | 0 | 0 | 0 | 0 | 0 | 0 | 0 | 0 | 0 | 0 | 0 | 0 | 0 | 0 | 0 | 0 | #DIV/0! | #DIV/0! | #DIV/0! | #VALUE! | 0 | 0 | 0 | 0 | 0 | 0 | 0 | 0 | 0 | 0 | 0 | 0 | 0 | 0 | 0 | 0 | 0 | 0 | 0 | 0 | 0 | 0 | 0 | 0 | 0 | 0 | 0 | 0 | 0 | 0 | 0 | 0 | 0 | 0 | 0 | 0 | 0 | 0 | 0 | 0 | 0 | 0 | 0 | 0 | 0 | 0 | 0 | 0 | 0 | 0 | 0 | 0 | 0 | 0 | 0 | 0 | 0 | 0 | 0 | 0 | 0 | 0 | 0 | 0 | 0 | 0 | 0 | 0 | #REF! | #REF! | #REF!
30 | 317 |  |  | 317 |  | Field Shops | 0 | 0 | 0 | 0 | 0 | 0 | 0 | 0 | 0 | 0 | 0 | 0 | 0 | 0 | 0 | 0 | 0 | 0 | 0 | 0 | 0 | 0 | 0 | 0 | 0 | 0 | 0 | 0 | 0 | 0 | 0 | 0 | 0 | 0 | 0 | 0 | 0 | 0 | 0 | 0 | 0 | 0 | 0 | 0 | 0 | 0 | 0 | 0 | 0 | 0 | 0 | 0 | 0 | 0 | 0 | 0 | 0 | 0 | 0 | 0 | 0 | 0 | 0 | 0 | 0 | 0 | 0 | 0 | 0 | 0 | 0 | 0 | 0 | 0 | 0 | 0 | 0 | 0 | 0 | 0 | 0 | 0 | 0 | 0 | 0 | 0 | 0 | 0 | 0 | 0 | 0 | 0 | 0 | 0 | 0 | 0 | #DIV/0! | #DIV/0! | #DIV/0! | #N/A | 0 | 0 | 0 | 0 | 0 | 0 | 0 | 0 | 0 | 0 | 0 | 0 | 0 | 0 | 0 | 0 | 0 | 0 | 0 | 0 | 0 | 0 | 0 | 0 | #DIV/0! | #DIV/0! | #DIV/0! | #VALUE! | 0 | 0 | 0 | 0 | 0 | 0 | 0 | 0 | 0 | 0 | 0 | 0 | 0 | 0 | 0 | 0 | 0 | 0 | 0 | 0 | 0 | 0 | 0 | 0 | 0 | 0 | 0 | 0 | 0 | 0 | 0 | 0 | 0 | 0 | 0 | 0 | 0 | 0 | 0 | 0 | 0 | 0 | 0 | 0 | 0 | 0 | 0 | 0 | 0 | 0 | 0 | 0 | 0 | 0 | 0 | 0 | 0 | 0 | 0 | 0 | 0 | 0 | 0 | 0 | 0 | 0 | 0 | 0 | #REF! | #REF! | #REF!
30 | 318 |  |  | 318 |  | Other Construction Support Structures | 0 | 0 | 0 | 0 | 0 | 0 | 0 | 0 | 0 | 0 | 0 | 0 | 0 | 0 | 0 | 0 | 0 | 0 | 0 | 0 | 0 | 0 | 0 | 0 | 0 | 0 | 0 | 0 | 0 | 0 | 0 | 0 | 0 | 0 | 0 | 0 | 0 | 0 | 0 | 0 | 0 | 0 | 0 | 0 | 0 | 0 | 0 | 0 | 0 | 0 | 0 | 0 | 0 | 0 | 0 | 0 | 0 | 0 | 0 | 476.2007 | 0 | 0 | 0 | 248.372 | 0 | 0 | 0 | 226.0129 | 0 | 0 | 0 | 193.6104 | 0 | 0 | 0 | 174.4282 | 0 | 0 | 0 | 409.977 | 0 | 0 | 0 | 178.4956 | 0 | 0 | 0 | 364.7145 | 0 | 0 | 0 | 0 | 0 | 0 | 0 | 0 | #DIV/0! | #DIV/0! | #DIV/0! | #N/A | 0 | 0 | 0 | 0 | 0 | 0 | 0 | 0 | 0 | 0 | 0 | 0 | 0 | 0 | 0 | 0 | 0 | 0 | 0 | 0 | 0 | 0 | 0 | 0 | #DIV/0! | #DIV/0! | #DIV/0! | #VALUE! | 0 | 0 | 0 | 0 | 0 | 0 | 0 | 0 | 0 | 0 | 0 | 0 | 0 | 0 | 0 | 0 | 0 | 0 | 0 | 32.7686 | 0 | 0 | 0 | 30.2043 | 0 | 0 | 0 | 29.073 | 0 | 0 | 0 | 57.2818 | 0 | 0 | 0 | 186.7667 | 0 | 0 | 0 | 151.1495 | 0 | 0 | 0 | 147.4448 | 0 | 0 | 0 | 169.5698 | 0 | 0 | 0 | 138.8419 | 0 | 0 | 0 | 135.823 | 0 | 0 | 0 | 153.4368 | 0 | 0 | 0 | 124.819 | 0 | 0 | 0 | 121.5266 | #REF! | #REF! | #REF!
30 | 319 |  |  | 319 |  | Construction Insurance | 0 | 0 | 0 | 0 | 0 | 0 | 0 | 0 | 0 | 0 | 0 | 0 | 0 | 0 | 0 | 0 | 0 | 0 | 0 | 0 | 0 | 0 | 0 | 0 | 0 | 0 | 0 | 0 | 0 | 0 | 0 | 0 | 0 | 0 | 0 | 0 | 0 | 0 | 0 | 0 | 0 | 0 | 0 | 0 | 0 | 0 | 0 | 0 | 0 | 0 | 0 | 0 | 0 | 0 | 0 | 0 | 0 | 0 | 0 | 0 | 0 | 0 | 0 | 0 | 0 | 0 | 0 | 0 | 0 | 0 | 0 | 0 | 0 | 0 | 0 | 0 | 0 | 0 | 0 | 0 | 0 | 0 | 0 | 0 | 0 | 0 | 0 | 0 | 0 | 0 | 0 | 0 | 0 | 0 | 0 | 0 | #DIV/0! | #DIV/0! | #DIV/0! | #N/A | 0 | 0 | 0 | 0 | 0 | 0 | 0 | 0 | 0 | 0 | 0 | 0 | 0 | 0 | 0 | 0 | 0 | 0 | 0 | 0 | 0 | 0 | 0 | 0 | #DIV/0! | #DIV/0! | #DIV/0! | #VALUE! | 0 | 0 | 0 | 0 | 0 | 0 | 0 | 0 | 0 | 0 | 0 | 0 | 0 | 0 | 0 | 0 | 0 | 0 | 0 | 0 | 0 | 0 | 0 | 0 | 0 | 0 | 0 | 0 | 0 | 0 | 0 | 0 | 0 | 0 | 0 | 0 | 0 | 0 | 0 | 0 | 0 | 0 | 0 | 0 | 0 | 0 | 0 | 0 | 0 | 0 | 0 | 0 | 0 | 0 | 0 | 0 | 0 | 0 | 0 | 0 | 0 | 0 | 0 | 0 | 0 | 0 | 0 | 0 | #REF! | #REF! | #REF!
30 | 32 |  | 32 |  |  | Factory & Construction Supervision | 0 | 0 | 0 | 0 | 0 | 0 | 0 | 0 | 0 | 0 | 0 | 0 | 0 | 0 | 0 | 0 | 0 | 0 | 0 | 0 | 0 | 0 | 0 | 0 | 0 | 0 | 0 | 0 | 0 | 0 | 0 | 0 | 0 | 0 | 0 | 0 | 0 | 0 | 0 | 0 | 0 | 0 | 0 | 0 | 0 | 0 | 0 | 0 | 0 | 0 | 0 | 0 | 0 | 0 | 0 | 0 | 0 | 0 | 0 | 912.2649 | 0 | 0 | 0 | 194.1145 | 0 | 0 | 0 | 171.5898 | 0 | 0 | 0 | 137.1683 | 0 | 0 | 0 | 309.3753 | 0 | 0 | 0 | 141.368 | 0 | 0 | 0 | 75.8606 | 0 | 0 | 0 | 141.5951 | 0 | 0 | 0 | 0 | 0 | 0 | 0 | 0 | #DIV/0! | #DIV/0! | #DIV/0! | #N/A | 0 | 0 | 0 | 0 | 0 | 0 | 0 | 0 | 0 | 0 | 0 | 0 | 0 | 0 | 0 | 0 | 0 | 0 | 0 | 0 | 0 | 0 | 0 | 0 | #DIV/0! | #DIV/0! | #DIV/0! | #VALUE! | 0 | 0 | 0 | 419.0783 | 0 | 0 | 0 | 0 | 0 | 0 | 0 | 167.3413 | 0 | 0 | 0 | 167.3413 | 0 | 0 | 0 | 0 | 0 | 0 | 0 | 0 | 0 | 0 | 0 | 0 | 0 | 0 | 0 | 0 | 0 | 0 | 0 | 0 | 0 | 0 | 0 | 0 | 0 | 0 | 0 | 0 | 0 | 0 | 0 | 0 | 0 | 0 | 0 | 0 | 0 | 0 | 0 | 0 | 0 | 0 | 0 | 0 | 0 | 0 | 0 | 0 | 0 | 0 | 0 | 0 | #REF! | #REF! | #REF!
30 | 33 |  | 33 |  |  | Startup Costs | 0 | 0 | 0 | 0 | 0 | 0 | 0 | 0 | 0 | 0 | 0 | 0 | 0 | 0 | 0 | 0 | 0 | 0 | 0 | 0 | 0 | 0 | 0 | 0 | 0 | 0 | 0 | 0 | 0 | 0 | 0 | 0 | 0 | 0 | 0 | 0 | 0 | 0 | 0 | 0 | 0 | 0 | 0 | 0 | 0 | 0 | 0 | 0 | 0 | 0 | 0 | 0 | 0 | 0 | 0 | 0 | 0 | 0 | 0 | 43.1103 | 0 | 0 | 0 | 27.4405 | 0 | 0 | 0 | 23.4333 | 0 | 0 | 0 | 18.7872 | 0 | 0 | 0 | 17.4053 | 0 | 0 | 0 | 0 | 0 | 0 | 0 | 0 | 0 | 0 | 0 | 0 | 0 | 0 | 0 | 0 | 0 | 0 | 0 | 0 | #DIV/0! | #DIV/0! | #DIV/0! | #N/A | 0 | 0 | 0 | 81.4936 | 0 | 0 | 0 | 59.3667 | 0 | 0 | 0 | 41.9786 | 0 | 0 | 0 | 29.6834 | 0 | 0 | 0 | 20.9893 | 0 | 0 | 0 | 18.7734 | #DIV/0! | #DIV/0! | #DIV/0! | #VALUE! | 0 | 0 | 0 | 0 | 0 | 0 | 0 | 0 | 0 | 0 | 0 | 23.6557 | 0 | 0 | 0 | 23.6557 | 0 | 0 | 0 | 5.0719 | 0 | 0 | 0 | 4.8397 | 0 | 0 | 0 | 4.6604 | 0 | 0 | 0 | 9.4188 | 0 | 0 | 0 | 38.3001 | 0 | 0 | 0 | 33.3385 | 0 | 0 | 0 | 32.2477 | 0 | 0 | 0 | 35.3017 | 0 | 0 | 0 | 30.9161 | 0 | 0 | 0 | 29.9986 | 0 | 0 | 0 | 36.775 | 0 | 0 | 0 | 32.6727 | 0 | 0 | 0 | 31.7298 | #REF! | #REF! | #REF!
30 | 331 |  |  | 331 |  | Commissioning and Trial Test Runs | 0 | 0 | 0 | 0 | 0 | 0 | 0 | 0 | 0 | 0 | 0 | 0 | 0 | 0 | 0 | 0 | 0 | 0 | 0 | 0 | 0 | 0 | 0 | 0 | 0 | 0 | 0 | 0 | 0 | 0 | 0 | 0 | 0 | 0 | 0 | 0 | 0 | 0 | 0 | 0 | 0 | 0 | 0 | 0 | 0 | 0 | 0 | 0 | 0 | 0 | 0 | 0 | 0 | 0 | 0 | 0 | 0 | 0 | 0 | 0 | 0 | 0 | 0 | 0 | 0 | 0 | 0 | 0 | 0 | 0 | 0 | 0 | 0 | 0 | 0 | 0 | 0 | 0 | 0 | 0 | 0 | 0 | 0 | 0 | 0 | 0 | 0 | 0 | 0 | 0 | 0 | 0 | 0 | 0 | 0 | 0 | #DIV/0! | #DIV/0! | #DIV/0! | #N/A | 0 | 0 | 0 | 0 | 0 | 0 | 0 | 0 | 0 | 0 | 0 | 0 | 0 | 0 | 0 | 0 | 0 | 0 | 0 | 0 | 0 | 0 | 0 | 0 | #DIV/0! | #DIV/0! | #DIV/0! | #VALUE! | 0 | 0 | 0 | 0 | 0 | 0 | 0 | 0 | 0 | 0 | 0 | 0 | 0 | 0 | 0 | 0 | 0 | 0 | 0 | 0 | 0 | 0 | 0 | 0 | 0 | 0 | 0 | 0 | 0 | 0 | 0 | 0 | 0 | 0 | 0 | 0 | 0 | 0 | 0 | 0 | 0 | 0 | 0 | 0 | 0 | 0 | 0 | 0 | 0 | 0 | 0 | 0 | 0 | 0 | 0 | 0 | 0 | 0 | 0 | 0 | 0 | 0 | 0 | 0 | 0 | 0 | 0 | 0 | #REF! | #REF! | #REF!
30 | 332 |  |  | 332 |  | Demonstration Test Run | 0 | 0 | 0 | 0 | 0 | 0 | 0 | 0 | 0 | 0 | 0 | 0 | 0 | 0 | 0 | 0 | 0 | 0 | 0 | 0 | 0 | 0 | 0 | 0 | 0 | 0 | 0 | 0 | 0 | 0 | 0 | 0 | 0 | 0 | 0 | 0 | 0 | 0 | 0 | 0 | 0 | 0 | 0 | 0 | 0 | 0 | 0 | 0 | 0 | 0 | 0 | 0 | 0 | 0 | 0 | 0 | 0 | 0 | 0 | 0 | 0 | 0 | 0 | 0 | 0 | 0 | 0 | 0 | 0 | 0 | 0 | 0 | 0 | 0 | 0 | 0 | 0 | 0 | 0 | 0 | 0 | 0 | 0 | 0 | 0 | 0 | 0 | 0 | 0 | 0 | 0 | 0 | 0 | 0 | 0 | 0 | #DIV/0! | #DIV/0! | #DIV/0! | #N/A | 0 | 0 | 0 | 0 | 0 | 0 | 0 | 0 | 0 | 0 | 0 | 0 | 0 | 0 | 0 | 0 | 0 | 0 | 0 | 0 | 0 | 0 | 0 | 0 | #DIV/0! | #DIV/0! | #DIV/0! | #VALUE! | 0 | 0 | 0 | 0 | 0 | 0 | 0 | 0 | 0 | 0 | 0 | 0 | 0 | 0 | 0 | 0 | 0 | 0 | 0 | 0 | 0 | 0 | 0 | 0 | 0 | 0 | 0 | 0 | 0 | 0 | 0 | 0 | 0 | 0 | 0 | 0 | 0 | 0 | 0 | 0 | 0 | 0 | 0 | 0 | 0 | 0 | 0 | 0 | 0 | 0 | 0 | 0 | 0 | 0 | 0 | 0 | 0 | 0 | 0 | 0 | 0 | 0 | 0 | 0 | 0 | 0 | 0 | 0 | #REF! | #REF! | #REF!
30 | 34 |  | 34 |  |  | Shipping and Transportation Costs | 0 | 0 | 0 | 0 | 0 | 0 | 0 | 0 | 0 | 0 | 0 | 0 | 0 | 0 | 0 | 0 | 0 | 0 | 0 | 0 | 0 | 0 | 0 | 0 | 0 | 0 | 0 | 0 | 0 | 0 | 0 | 0 | 0 | 0 | 0 | 0 | 0 | 0 | 0 | 0 | 0 | 0 | 0 | 0 | 0 | 0 | 0 | 0 | 0 | 0 | 0 | 0 | 0 | 0 | 0 | 0 | 0 | 0 | 0 | 0 | 0 | 0 | 0 | 0 | 0 | 0 | 0 | 0 | 0 | 0 | 0 | 0 | 0 | 0 | 0 | 0 | 0 | 0 | 0 | 0 | 0 | 0 | 0 | 0 | 0 | 0 | 0 | 0 | 0 | 0 | 0 | 0 | 0 | 0 | 0 | 0 | #DIV/0! | #DIV/0! | #DIV/0! | #N/A | 0 | 0 | 0 | 9.4219 | 0 | 0 | 0 | 4.9987 | 0 | 0 | 0 | 13.8884 | 0 | 0 | 0 | 27.7768 | 0 | 0 | 0 | 55.5536 | 0 | 0 | 0 | 69.442 | #DIV/0! | #DIV/0! | #DIV/0! | #VALUE! | 0 | 0 | 0 | 0 | 0 | 0 | 0 | 0 | 0 | 0 | 0 | 0 | 0 | 0 | 0 | 0 | 0 | 0 | 0 | 0 | 0 | 0 | 0 | 0 | 0 | 0 | 0 | 0 | 0 | 0 | 0 | 0 | 0 | 0 | 0 | 0 | 0 | 0 | 0 | 0 | 0 | 0 | 0 | 0 | 0 | 0 | 0 | 0 | 0 | 0 | 0 | 0 | 0 | 0 | 0 | 0 | 0 | 0 | 0 | 0 | 0 | 0 | 0 | 0 | 0 | 0 | 0 | 0 | #REF! | #REF! | #REF!
30 | 341 |  |  | 341 |  | Fuel Shipping and Transportation | 0 | 0 | 0 | 0 | 0 | 0 | 0 | 0 | 0 | 0 | 0 | 0 | 0 | 0 | 0 | 0 | 0 | 0 | 0 | 0 | 0 | 0 | 0 | 0 | 0 | 0 | 0 | 0 | 0 | 0 | 0 | 0 | 0 | 0 | 0 | 0 | 0 | 0 | 0 | 0 | 0 | 0 | 0 | 0 | 0 | 0 | 0 | 0 | 0 | 0 | 0 | 0 | 0 | 0 | 0 | 0 | 0 | 0 | 0 | 0 | 0 | 0 | 0 | 0 | 0 | 0 | 0 | 0 | 0 | 0 | 0 | 0 | 0 | 0 | 0 | 0 | 0 | 0 | 0 | 0 | 0 | 0 | 0 | 0 | 0 | 0 | 0 | 0 | 0 | 0 | 0 | 0 | 0 | 0 | 0 | 0 | #DIV/0! | #DIV/0! | #DIV/0! | #N/A | 0 | 0 | 0 | 0 | 0 | 0 | 0 | 0 | 0 | 0 | 0 | 0 | 0 | 0 | 0 | 0 | 0 | 0 | 0 | 0 | 0 | 0 | 0 | 0 | #DIV/0! | #DIV/0! | #DIV/0! | #VALUE! | 0 | 0 | 0 | 0 | 0 | 0 | 0 | 0 | 0 | 0 | 0 | 0 | 0 | 0 | 0 | 0 | 0 | 0 | 0 | 0 | 0 | 0 | 0 | 0 | 0 | 0 | 0 | 0 | 0 | 0 | 0 | 0 | 0 | 0 | 0 | 0 | 0 | 0 | 0 | 0 | 0 | 0 | 0 | 0 | 0 | 0 | 0 | 0 | 0 | 0 | 0 | 0 | 0 | 0 | 0 | 0 | 0 | 0 | 0 | 0 | 0 | 0 | 0 | 0 | 0 | 0 | 0 | 0 | #REF! | #REF! | #REF!
30 | 342 |  |  | 342 |  | Reactor System Modules Shipping and Transportation | 0 | 0 | 0 | 0 | 0 | 0 | 0 | 0 | 0 | 0 | 0 | 0 | 0 | 0 | 0 | 0 | 0 | 0 | 0 | 0 | 0 | 0 | 0 | 0 | 0 | 0 | 0 | 0 | 0 | 0 | 0 | 0 | 0 | 0 | 0 | 0 | 0 | 0 | 0 | 0 | 0 | 0 | 0 | 0 | 0 | 0 | 0 | 0 | 0 | 0 | 0 | 0 | 0 | 0 | 0 | 0 | 0 | 0 | 0 | 0 | 0 | 0 | 0 | 0 | 0 | 0 | 0 | 0 | 0 | 0 | 0 | 0 | 0 | 0 | 0 | 0 | 0 | 0 | 0 | 0 | 0 | 0 | 0 | 0 | 0 | 0 | 0 | 0 | 0 | 0 | 0 | 0 | 0 | 0 | 0 | 0 | #DIV/0! | #DIV/0! | #DIV/0! | #N/A | 0 | 0 | 0 | 0 | 0 | 0 | 0 | 0 | 0 | 0 | 0 | 0 | 0 | 0 | 0 | 0 | 0 | 0 | 0 | 0 | 0 | 0 | 0 | 0 | #DIV/0! | #DIV/0! | #DIV/0! | #VALUE! | 0 | 0 | 0 | 0 | 0 | 0 | 0 | 0 | 0 | 0 | 0 | 0 | 0 | 0 | 0 | 0 | 0 | 0 | 0 | 0 | 0 | 0 | 0 | 0 | 0 | 0 | 0 | 0 | 0 | 0 | 0 | 0 | 0 | 0 | 0 | 0 | 0 | 0 | 0 | 0 | 0 | 0 | 0 | 0 | 0 | 0 | 0 | 0 | 0 | 0 | 0 | 0 | 0 | 0 | 0 | 0 | 0 | 0 | 0 | 0 | 0 | 0 | 0 | 0 | 0 | 0 | 0 | 0 | #REF! | #REF! | #REF!
30 | 343 |  |  | 343 |  | Energy Conversion System Module Shipping and Transportation | 0 | 0 | 0 | 0 | 0 | 0 | 0 | 0 | 0 | 0 | 0 | 0 | 0 | 0 | 0 | 0 | 0 | 0 | 0 | 0 | 0 | 0 | 0 | 0 | 0 | 0 | 0 | 0 | 0 | 0 | 0 | 0 | 0 | 0 | 0 | 0 | 0 | 0 | 0 | 0 | 0 | 0 | 0 | 0 | 0 | 0 | 0 | 0 | 0 | 0 | 0 | 0 | 0 | 0 | 0 | 0 | 0 | 0 | 0 | 0 | 0 | 0 | 0 | 0 | 0 | 0 | 0 | 0 | 0 | 0 | 0 | 0 | 0 | 0 | 0 | 0 | 0 | 0 | 0 | 0 | 0 | 0 | 0 | 0 | 0 | 0 | 0 | 0 | 0 | 0 | 0 | 0 | 0 | 0 | 0 | 0 | #DIV/0! | #DIV/0! | #DIV/0! | #N/A | 0 | 0 | 0 | 0 | 0 | 0 | 0 | 0 | 0 | 0 | 0 | 0 | 0 | 0 | 0 | 0 | 0 | 0 | 0 | 0 | 0 | 0 | 0 | 0 | #DIV/0! | #DIV/0! | #DIV/0! | #VALUE! | 0 | 0 | 0 | 0 | 0 | 0 | 0 | 0 | 0 | 0 | 0 | 0 | 0 | 0 | 0 | 0 | 0 | 0 | 0 | 0 | 0 | 0 | 0 | 0 | 0 | 0 | 0 | 0 | 0 | 0 | 0 | 0 | 0 | 0 | 0 | 0 | 0 | 0 | 0 | 0 | 0 | 0 | 0 | 0 | 0 | 0 | 0 | 0 | 0 | 0 | 0 | 0 | 0 | 0 | 0 | 0 | 0 | 0 | 0 | 0 | 0 | 0 | 0 | 0 | 0 | 0 | 0 | 0 | #REF! | #REF! | #REF!
30 | 344 |  |  | 344 |  | Construction Module Shipping and Transportation | 0 | 0 | 0 | 0 | 0 | 0 | 0 | 0 | 0 | 0 | 0 | 0 | 0 | 0 | 0 | 0 | 0 | 0 | 0 | 0 | 0 | 0 | 0 | 0 | 0 | 0 | 0 | 0 | 0 | 0 | 0 | 0 | 0 | 0 | 0 | 0 | 0 | 0 | 0 | 0 | 0 | 0 | 0 | 0 | 0 | 0 | 0 | 0 | 0 | 0 | 0 | 0 | 0 | 0 | 0 | 0 | 0 | 0 | 0 | 0 | 0 | 0 | 0 | 0 | 0 | 0 | 0 | 0 | 0 | 0 | 0 | 0 | 0 | 0 | 0 | 0 | 0 | 0 | 0 | 0 | 0 | 0 | 0 | 0 | 0 | 0 | 0 | 0 | 0 | 0 | 0 | 0 | 0 | 0 | 0 | 0 | #DIV/0! | #DIV/0! | #DIV/0! | #N/A | 0 | 0 | 0 | 0 | 0 | 0 | 0 | 0 | 0 | 0 | 0 | 0 | 0 | 0 | 0 | 0 | 0 | 0 | 0 | 0 | 0 | 0 | 0 | 0 | #DIV/0! | #DIV/0! | #DIV/0! | #VALUE! | 0 | 0 | 0 | 0 | 0 | 0 | 0 | 0 | 0 | 0 | 0 | 0 | 0 | 0 | 0 | 0 | 0 | 0 | 0 | 0 | 0 | 0 | 0 | 0 | 0 | 0 | 0 | 0 | 0 | 0 | 0 | 0 | 0 | 0 | 0 | 0 | 0 | 0 | 0 | 0 | 0 | 0 | 0 | 0 | 0 | 0 | 0 | 0 | 0 | 0 | 0 | 0 | 0 | 0 | 0 | 0 | 0 | 0 | 0 | 0 | 0 | 0 | 0 | 0 | 0 | 0 | 0 | 0 | #REF! | #REF! | #REF!
30 | 345 |  |  | 345 |  | Other Shipping and Transportation Costs | 0 | 0 | 0 | 0 | 0 | 0 | 0 | 0 | 0 | 0 | 0 | 0 | 0 | 0 | 0 | 0 | 0 | 0 | 0 | 0 | 0 | 0 | 0 | 0 | 0 | 0 | 0 | 0 | 0 | 0 | 0 | 0 | 0 | 0 | 0 | 0 | 0 | 0 | 0 | 0 | 0 | 0 | 0 | 0 | 0 | 0 | 0 | 0 | 0 | 0 | 0 | 0 | 0 | 0 | 0 | 0 | 0 | 0 | 0 | 0 | 0 | 0 | 0 | 0 | 0 | 0 | 0 | 0 | 0 | 0 | 0 | 0 | 0 | 0 | 0 | 0 | 0 | 0 | 0 | 0 | 0 | 0 | 0 | 0 | 0 | 0 | 0 | 0 | 0 | 0 | 0 | 0 | 0 | 0 | 0 | 0 | #DIV/0! | #DIV/0! | #DIV/0! | #N/A | 0 | 0 | 0 | 0 | 0 | 0 | 0 | 0 | 0 | 0 | 0 | 0 | 0 | 0 | 0 | 0 | 0 | 0 | 0 | 0 | 0 | 0 | 0 | 0 | #DIV/0! | #DIV/0! | #DIV/0! | #VALUE! | 0 | 0 | 0 | 0 | 0 | 0 | 0 | 0 | 0 | 0 | 0 | 0 | 0 | 0 | 0 | 0 | 0 | 0 | 0 | 0 | 0 | 0 | 0 | 0 | 0 | 0 | 0 | 0 | 0 | 0 | 0 | 0 | 0 | 0 | 0 | 0 | 0 | 0 | 0 | 0 | 0 | 0 | 0 | 0 | 0 | 0 | 0 | 0 | 0 | 0 | 0 | 0 | 0 | 0 | 0 | 0 | 0 | 0 | 0 | 0 | 0 | 0 | 0 | 0 | 0 | 0 | 0 | 0 | #REF! | #REF! | #REF!
30 | 35 |  | 35 |  |  | Engineering Services | 0 | 0 | 0 | 95.4108 | 0 | 0 | 0 | 23.8527 | 0 | 0 | 0 | 95.4108 | 0 | 0 | 0 | 23.8527 | 0 | 0 | 0 | 163.4782 | 0 | 0 | 0 | 40.8695 | 0 | 0 | 0 | 163.4782 | 0 | 0 | 0 | 40.8695 | 0 | 0 | 0 | 0 | 0 | 0 | 0 | 0 | 0 | 0 | 0 | 0 | 0 | 0 | 0 | 0 | 0 | 0 | 0 | 0 | 0 | 0 | 0 | 0 | 0 | 0 | 0 | 1170.0816 | 0 | 0 | 0 | 506.7805 | 0 | 0 | 0 | 282.6336 | 0 | 0 | 0 | 216.0971 | 0 | 0 | 0 | 254.6816 | 0 | 0 | 0 | 337.6939 | 0 | 0 | 0 | 1012.9625 | 0 | 0 | 0 | 1201.4126 | 0 | 0 | 0 | 0 | 0 | 0 | 0 | 0 | #DIV/0! | #DIV/0! | #DIV/0! | #N/A | 0 | 0 | 0 | 494.2055 | 0 | 0 | 0 | 381.256 | 0 | 0 | 0 | 315.7558 | 0 | 0 | 0 | 282.494 | 0 | 0 | 0 | 260.1735 | 0 | 0 | 0 | 254.513 | #DIV/0! | #DIV/0! | #DIV/0! | #VALUE! | 0 | 0 | 0 | 222.2905 | 0 | 0 | 0 | 0 | 0 | 0 | 0 | 421.7408 | 0 | 0 | 0 | 421.7408 | 0 | 0 | 0 | 128.8261 | 0 | 0 | 0 | 94.5018 | 0 | 0 | 0 | 76.5774 | 0 | 0 | 0 | 128.5887 | 0 | 0 | 0 | 677.9022 | 0 | 0 | 0 | 359.5171 | 0 | 0 | 0 | 312.7146 | 0 | 0 | 0 | 594.7852 | 0 | 0 | 0 | 318.5744 | 0 | 0 | 0 | 281.7889 | 0 | 0 | 0 | 530.7208 | 0 | 0 | 0 | 254.5214 | 0 | 0 | 0 | 219.9155 | #REF! | #REF! | #REF!
30 | 351 |  |  | 351 |  | Off-Site | 0 | 0 | 0 | 0 | 0 | 0 | 0 | 0 | 0 | 0 | 0 | 0 | 0 | 0 | 0 | 0 | 0 | 0 | 0 | 0 | 0 | 0 | 0 | 0 | 0 | 0 | 0 | 0 | 0 | 0 | 0 | 0 | 0 | 0 | 0 | 0 | 0 | 0 | 0 | 0 | 0 | 0 | 0 | 0 | 0 | 0 | 0 | 0 | 0 | 0 | 0 | 0 | 0 | 0 | 0 | 0 | 0 | 0 | 0 | 1131.9884 | 0 | 0 | 0 | 489.2159 | 0 | 0 | 0 | 272.8369 | 0 | 0 | 0 | 208.608 | 0 | 0 | 0 | 245.8532 | 0 | 0 | 0 | 0 | 0 | 0 | 0 | 526.562 | 0 | 0 | 0 | 652.1954 | 0 | 0 | 0 | 0 | 0 | 0 | 0 | 0 | #DIV/0! | #DIV/0! | #DIV/0! | #N/A | 0 | 0 | 0 | 0 | 0 | 0 | 0 | 0 | 0 | 0 | 0 | 0 | 0 | 0 | 0 | 0 | 0 | 0 | 0 | 0 | 0 | 0 | 0 | 0 | #DIV/0! | #DIV/0! | #DIV/0! | #VALUE! | 0 | 0 | 0 | 222.2905 | 0 | 0 | 0 | 0 | 0 | 0 | 0 | 421.7408 | 0 | 0 | 0 | 421.7408 | 0 | 0 | 0 | 97.8685 | 0 | 0 | 0 | 65.1683 | 0 | 0 | 0 | 48.5415 | 0 | 0 | 0 | 72.7503 | 0 | 0 | 0 | 511.0541 | 0 | 0 | 0 | 205.8364 | 0 | 0 | 0 | 161.9288 | 0 | 0 | 0 | 445.0361 | 0 | 0 | 0 | 180.4641 | 0 | 0 | 0 | 146.0375 | 0 | 0 | 0 | 433.1255 | 0 | 0 | 0 | 167.813 | 0 | 0 | 0 | 135.7798 | #REF! | #REF! | #REF!
30 | 352 |  |  | 352 |  | On-Site | 0 | 0 | 0 | 0 | 0 | 0 | 0 | 0 | 0 | 0 | 0 | 0 | 0 | 0 | 0 | 0 | 0 | 0 | 0 | 0 | 0 | 0 | 0 | 0 | 0 | 0 | 0 | 0 | 0 | 0 | 0 | 0 | 0 | 0 | 0 | 0 | 0 | 0 | 0 | 0 | 0 | 0 | 0 | 0 | 0 | 0 | 0 | 0 | 0 | 0 | 0 | 0 | 0 | 0 | 0 | 0 | 0 | 0 | 0 | 0 | 0 | 0 | 0 | 0 | 0 | 0 | 0 | 0 | 0 | 0 | 0 | 0 | 0 | 0 | 0 | 0 | 0 | 0 | 0 | 0 | 0 | 0 | 0 | 0 | 0 | 0 | 0 | 0 | 0 | 0 | 0 | 0 | 0 | 0 | 0 | 0 | #DIV/0! | #DIV/0! | #DIV/0! | #N/A | 0 | 0 | 0 | 0 | 0 | 0 | 0 | 0 | 0 | 0 | 0 | 0 | 0 | 0 | 0 | 0 | 0 | 0 | 0 | 0 | 0 | 0 | 0 | 0 | #DIV/0! | #DIV/0! | #DIV/0! | #VALUE! | 0 | 0 | 0 | 0 | 0 | 0 | 0 | 0 | 0 | 0 | 0 | 0 | 0 | 0 | 0 | 0 | 0 | 0 | 0 | 4.3547 | 0 | 0 | 0 | 4.1354 | 0 | 0 | 0 | 3.9639 | 0 | 0 | 0 | 7.9316 | 0 | 0 | 0 | 23.2138 | 0 | 0 | 0 | 20.5422 | 0 | 0 | 0 | 19.9548 | 0 | 0 | 0 | 21.2361 | 0 | 0 | 0 | 18.8746 | 0 | 0 | 0 | 18.396 | 0 | 0 | 0 | 19.8019 | 0 | 0 | 0 | 17.593 | 0 | 0 | 0 | 17.071 | #REF! | #REF! | #REF!
30 | 353 |  |  | 353 |  | Owner's Engineering Oversight | 0 | 0 | 0 | 95.4108 | 0 | 0 | 0 | 23.8527 | 0 | 0 | 0 | 95.4108 | 0 | 0 | 0 | 23.8527 | 0 | 0 | 0 | 163.4782 | 0 | 0 | 0 | 40.8695 | 0 | 0 | 0 | 163.4782 | 0 | 0 | 0 | 40.8695 | 0 | 0 | 0 | 0 | 0 | 0 | 0 | 0 | 0 | 0 | 0 | 0 | 0 | 0 | 0 | 0 | 0 | 0 | 0 | 0 | 0 | 0 | 0 | 0 | 0 | 0 | 0 | 38.0932 | 0 | 0 | 0 | 17.5646 | 0 | 0 | 0 | 9.7967 | 0 | 0 | 0 | 7.4891 | 0 | 0 | 0 | 8.8284 | 0 | 0 | 0 | 0 | 0 | 0 | 0 | 0 | 0 | 0 | 0 | 0 | 0 | 0 | 0 | 0 | 0 | 0 | 0 | 0 | #DIV/0! | #DIV/0! | #DIV/0! | #N/A | 0 | 0 | 0 | 0 | 0 | 0 | 0 | 0 | 0 | 0 | 0 | 0 | 0 | 0 | 0 | 0 | 0 | 0 | 0 | 0 | 0 | 0 | 0 | 0 | #DIV/0! | #DIV/0! | #DIV/0! | #VALUE! | 0 | 0 | 0 | 0 | 0 | 0 | 0 | 0 | 0 | 0 | 0 | 0 | 0 | 0 | 0 | 0 | 0 | 0 | 0 | 26.6029 | 0 | 0 | 0 | 25.1982 | 0 | 0 | 0 | 24.0721 | 0 | 0 | 0 | 47.9068 | 0 | 0 | 0 | 143.6342 | 0 | 0 | 0 | 133.1385 | 0 | 0 | 0 | 130.8311 | 0 | 0 | 0 | 128.513 | 0 | 0 | 0 | 119.2357 | 0 | 0 | 0 | 117.3554 | 0 | 0 | 0 | 77.7933 | 0 | 0 | 0 | 69.1154 | 0 | 0 | 0 | 67.0647 | #REF! | #REF! | #REF!
30 | 36 |  | 36 |  |  | PM/CM Services | 0 | 0 | 0 | 0 | 0 | 0 | 0 | 0 | 0 | 0 | 0 | 0 | 0 | 0 | 0 | 0 | 0 | 0 | 0 | 0 | 0 | 0 | 0 | 0 | 0 | 0 | 0 | 0 | 0 | 0 | 0 | 0 | 0 | 0 | 0 | 0 | 0 | 0 | 0 | 0 | 0 | 0 | 0 | 0 | 0 | 0 | 0 | 0 | 0 | 0 | 0 | 0 | 0 | 0 | 0 | 0 | 0 | 0 | 0 | 110.6849 | 0 | 0 | 0 | 42.935 | 0 | 0 | 0 | 30.7667 | 0 | 0 | 0 | 24.1307 | 0 | 0 | 0 | 23.4144 | 0 | 0 | 0 | 0 | 0 | 0 | 0 | 629.1969 | 0 | 0 | 0 | 707.9753 | 0 | 0 | 0 | 0 | 0 | 0 | 0 | 0 | #DIV/0! | #DIV/0! | #DIV/0! | #N/A | 0 | 0 | 0 | 204.8217 | 0 | 0 | 0 | 159.4581 | 0 | 0 | 0 | 127.2288 | 0 | 0 | 0 | 106.179 | 0 | 0 | 0 | 90.883 | 0 | 0 | 0 | 86.912 | #DIV/0! | #DIV/0! | #DIV/0! | #VALUE! | 0 | 0 | 0 | 103.3682 | 0 | 0 | 0 | 0 | 0 | 0 | 0 | 42.3733 | 0 | 0 | 0 | 42.3733 | 0 | 0 | 0 | 65.532 | 0 | 0 | 0 | 43.1123 | 0 | 0 | 0 | 42.2223 | 0 | 0 | 0 | 65.5952 | 0 | 0 | 0 | 156.7267 | 0 | 0 | 0 | 75.3558 | 0 | 0 | 0 | 69.0632 | 0 | 0 | 0 | 137.1212 | 0 | 0 | 0 | 66.3879 | 0 | 0 | 0 | 60.9984 | 0 | 0 | 0 | 134.3193 | 0 | 0 | 0 | 62.1881 | 0 | 0 | 0 | 57.0452 | #REF! | #REF! | #REF!
30 | 361 |  |  | 361 |  | Off-Site | 0 | 0 | 0 | 0 | 0 | 0 | 0 | 0 | 0 | 0 | 0 | 0 | 0 | 0 | 0 | 0 | 0 | 0 | 0 | 0 | 0 | 0 | 0 | 0 | 0 | 0 | 0 | 0 | 0 | 0 | 0 | 0 | 0 | 0 | 0 | 0 | 0 | 0 | 0 | 0 | 0 | 0 | 0 | 0 | 0 | 0 | 0 | 0 | 0 | 0 | 0 | 0 | 0 | 0 | 0 | 0 | 0 | 0 | 0 | 0 | 0 | 0 | 0 | 0 | 0 | 0 | 0 | 0 | 0 | 0 | 0 | 0 | 0 | 0 | 0 | 0 | 0 | 0 | 0 | 0 | 0 | 0 | 0 | 0 | 0 | 0 | 0 | 0 | 0 | 0 | 0 | 0 | 0 | 0 | 0 | 0 | #DIV/0! | #DIV/0! | #DIV/0! | #N/A | 0 | 0 | 0 | 85.8623 | 0 | 0 | 0 | 62.5492 | 0 | 0 | 0 | 44.229 | 0 | 0 | 0 | 31.2746 | 0 | 0 | 0 | 22.1145 | 0 | 0 | 0 | 19.7798 | #DIV/0! | #DIV/0! | #DIV/0! | #VALUE! | 0 | 0 | 0 | 0 | 0 | 0 | 0 | 0 | 0 | 0 | 0 | 24.9239 | 0 | 0 | 0 | 24.9239 | 0 | 0 | 0 | 18.2624 | 0 | 0 | 0 | 13.9051 | 0 | 0 | 0 | 13.046 | 0 | 0 | 0 | 23.0892 | 0 | 0 | 0 | 76.428 | 0 | 0 | 0 | 36.9142 | 0 | 0 | 0 | 36.6707 | 0 | 0 | 0 | 67.6243 | 0 | 0 | 0 | 32.9027 | 0 | 0 | 0 | 32.7048 | 0 | 0 | 0 | 68.1391 | 0 | 0 | 0 | 29.3244 | 0 | 0 | 0 | 29.108 | #REF! | #REF! | #REF!
30 | 362 |  |  | 362 |  | On-Site | 0 | 0 | 0 | 0 | 0 | 0 | 0 | 0 | 0 | 0 | 0 | 0 | 0 | 0 | 0 | 0 | 0 | 0 | 0 | 0 | 0 | 0 | 0 | 0 | 0 | 0 | 0 | 0 | 0 | 0 | 0 | 0 | 0 | 0 | 0 | 0 | 0 | 0 | 0 | 0 | 0 | 0 | 0 | 0 | 0 | 0 | 0 | 0 | 0 | 0 | 0 | 0 | 0 | 0 | 0 | 0 | 0 | 0 | 0 | 16.6124 | 0 | 0 | 0 | 11.3469 | 0 | 0 | 0 | 6.3271 | 0 | 0 | 0 | 4.8393 | 0 | 0 | 0 | 5.7005 | 0 | 0 | 0 | 0 | 0 | 0 | 0 | 629.1969 | 0 | 0 | 0 | 707.9753 | 0 | 0 | 0 | 0 | 0 | 0 | 0 | 0 | #DIV/0! | #DIV/0! | #DIV/0! | #N/A | 0 | 0 | 0 | 118.9594 | 0 | 0 | 0 | 96.9088 | 0 | 0 | 0 | 82.9998 | 0 | 0 | 0 | 74.9043 | 0 | 0 | 0 | 68.7685 | 0 | 0 | 0 | 67.1322 | #DIV/0! | #DIV/0! | #DIV/0! | #VALUE! | 0 | 0 | 0 | 103.3682 | 0 | 0 | 0 | 0 | 0 | 0 | 0 | 17.4494 | 0 | 0 | 0 | 17.4494 | 0 | 0 | 0 | 0 | 0 | 0 | 0 | 0 | 0 | 0 | 0 | 0 | 0 | 0 | 0 | 0 | 0 | 0 | 0 | 0 | 0 | 0 | 0 | 0 | 0 | 0 | 0 | 0 | 0 | 0 | 0 | 0 | 0 | 0 | 0 | 0 | 0 | 0 | 0 | 0 | 0 | 0 | 0 | 0 | 0 | 0 | 0 | 0 | 0 | 0 | 0 | 0 | #REF! | #REF! | #REF!
30 | 363 |  |  | 363 |  | Owner's Engineering Oversight | 0 | 0 | 0 | 0 | 0 | 0 | 0 | 0 | 0 | 0 | 0 | 0 | 0 | 0 | 0 | 0 | 0 | 0 | 0 | 0 | 0 | 0 | 0 | 0 | 0 | 0 | 0 | 0 | 0 | 0 | 0 | 0 | 0 | 0 | 0 | 0 | 0 | 0 | 0 | 0 | 0 | 0 | 0 | 0 | 0 | 0 | 0 | 0 | 0 | 0 | 0 | 0 | 0 | 0 | 0 | 0 | 0 | 0 | 0 | 0 | 0 | 0 | 0 | 0 | 0 | 0 | 0 | 0 | 0 | 0 | 0 | 0 | 0 | 0 | 0 | 0 | 0 | 0 | 0 | 0 | 0 | 0 | 0 | 0 | 0 | 0 | 0 | 0 | 0 | 0 | 0 | 0 | 0 | 0 | 0 | 0 | #DIV/0! | #DIV/0! | #DIV/0! | #N/A | 0 | 0 | 0 | 0 | 0 | 0 | 0 | 0 | 0 | 0 | 0 | 0 | 0 | 0 | 0 | 0 | 0 | 0 | 0 | 0 | 0 | 0 | 0 | 0 | #DIV/0! | #DIV/0! | #DIV/0! | #VALUE! | 0 | 0 | 0 | 0 | 0 | 0 | 0 | 0 | 0 | 0 | 0 | 0 | 0 | 0 | 0 | 0 | 0 | 0 | 0 | 46.359 | 0 | 0 | 0 | 28.3391 | 0 | 0 | 0 | 28.3391 | 0 | 0 | 0 | 40.8124 | 0 | 0 | 0 | 73.0772 | 0 | 0 | 0 | 32.1743 | 0 | 0 | 0 | 26.335 | 0 | 0 | 0 | 62.8319 | 0 | 0 | 0 | 27.6636 | 0 | 0 | 0 | 22.6429 | 0 | 0 | 0 | 59.1081 | 0 | 0 | 0 | 26.5804 | 0 | 0 | 0 | 21.8405 | #REF! | #REF! | #REF!
30 | 37 |  | 37 |  |  | Regulatory Inspection Support | 0 | 0 | 0 | 0 | 0 | 0 | 0 | 0 | 0 | 0 | 0 | 0 | 0 | 0 | 0 | 0 | 0 | 0 | 0 | 0 | 0 | 0 | 0 | 0 | 0 | 0 | 0 | 0 | 0 | 0 | 0 | 0 | 0 | 0 | 0 | 0 | 0 | 0 | 0 | 0 | 0 | 0 | 0 | 0 | 0 | 0 | 0 | 0 | 0 | 0 | 0 | 0 | 0 | 0 | 0 | 0 | 0 | 0 | 0 | 0 | 0 | 0 | 0 | 0 | 0 | 0 | 0 | 0 | 0 | 0 | 0 | 0 | 0 | 0 | 0 | 0 | 0 | 0 | 0 | 0 | 0 | 0 | 0 | 0 | 0 | 0 | 0 | 0 | 0 | 0 | 0 | 0 | 0 | 0 | 0 | 0 | #DIV/0! | #DIV/0! | #DIV/0! | #N/A | 0 | 0 | 0 | 0 | 0 | 0 | 0 | 0 | 0 | 0 | 0 | 0 | 0 | 0 | 0 | 0 | 0 | 0 | 0 | 0 | 0 | 0 | 0 | 0 | #DIV/0! | #DIV/0! | #DIV/0! | #VALUE! | 0 | 0 | 0 | 0 | 0 | 0 | 0 | 0 | 0 | 0 | 0 | 0 | 0 | 0 | 0 | 0 | 0 | 0 | 0 | 0 | 0 | 0 | 0 | 0 | 0 | 0 | 0 | 0 | 0 | 0 | 0 | 0 | 0 | 0 | 0 | 0 | 0 | 0 | 0 | 0 | 0 | 0 | 0 | 0 | 0 | 0 | 0 | 0 | 0 | 0 | 0 | 0 | 0 | 0 | 0 | 0 | 0 | 0 | 0 | 0 | 0 | 0 | 0 | 0 | 0 | 0 | 0 | 0 | #REF! | #REF! | #REF!
30 | 38 |  | 38 |  |  | Spare Parts | 0 | 0 | 0 | 0 | 0 | 0 | 0 | 0 | 0 | 0 | 0 | 0 | 0 | 0 | 0 | 0 | 0 | 0 | 0 | 0 | 0 | 0 | 0 | 0 | 0 | 0 | 0 | 0 | 0 | 0 | 0 | 0 | 0 | 0 | 0 | 0 | 0 | 0 | 0 | 0 | 0 | 0 | 0 | 0 | 0 | 0 | 0 | 0 | 0 | 0 | 0 | 0 | 0 | 0 | 0 | 0 | 0 | 0 | 0 | 0 | 0 | 0 | 0 | 0 | 0 | 0 | 0 | 0 | 0 | 0 | 0 | 0 | 0 | 0 | 0 | 0 | 0 | 0 | 0 | 0 | 0 | 0 | 0 | 0 | 0 | 0 | 0 | 0 | 0 | 0 | 0 | 0 | 0 | 0 | 0 | 0 | #DIV/0! | #DIV/0! | #DIV/0! | #N/A | 0 | 0 | 0 | 69.4133 | 0 | 0 | 0 | 59.5203 | 0 | 0 | 0 | 52.7811 | 0 | 0 | 0 | 48.529 | 0 | 0 | 0 | 44.9707 | 0 | 0 | 0 | 43.946 | #DIV/0! | #DIV/0! | #DIV/0! | #VALUE! | 0 | 0 | 0 | 0 | 0 | 0 | 0 | 0 | 0 | 0 | 0 | 0 | 0 | 0 | 0 | 0 | 0 | 0 | 0 | 18.8454 | 0 | 0 | 0 | 18.8454 | 0 | 0 | 0 | 18.7164 | 0 | 0 | 0 | 34.5048 | 0 | 0 | 0 | 105.4629 | 0 | 0 | 0 | 103.4884 | 0 | 0 | 0 | 100.8939 | 0 | 0 | 0 | 114.6201 | 0 | 0 | 0 | 110.3485 | 0 | 0 | 0 | 106.6877 | 0 | 0 | 0 | 187.3897 | 0 | 0 | 0 | 174.3991 | 0 | 0 | 0 | 158.2408 | #REF! | #REF! | #REF!
30 | 39 |  | 39 |  |  | Contingency on Indirect Services Cost | 0 | 0 | 0 | 0 | 0 | 0 | 0 | 0 | 0 | 0 | 0 | 0 | 0 | 0 | 0 | 0 | 0 | 0 | 0 | 0 | 0 | 0 | 0 | 0 | 0 | 0 | 0 | 0 | 0 | 0 | 0 | 0 | 0 | 0 | 0 | 0 | 0 | 0 | 0 | 0 | 0 | 0 | 0 | 0 | 0 | 0 | 0 | 0 | 0 | 0 | 0 | 0 | 0 | 0 | 0 | 0 | 0 | 0 | 0 | 0 | 0 | 0 | 0 | 0 | 0 | 0 | 0 | 0 | 0 | 0 | 0 | 0 | 0 | 0 | 0 | 0 | 0 | 0 | 0 | 0 | 0 | 0 | 0 | 0 | 0 | 0 | 0 | 0 | 0 | 0 | 0 | 0 | 0 | 0 | 0 | 0 | #DIV/0! | #DIV/0! | #DIV/0! | #N/A | 0 | 0 | 0 | 309.3483 | 0 | 0 | 0 | 244.8546 | 0 | 0 | 0 | 203.9134 | 0 | 0 | 0 | 180.1634 | 0 | 0 | 0 | 162.9971 | 0 | 0 | 0 | 158.5198 | #DIV/0! | #DIV/0! | #DIV/0! | #VALUE! | 0 | 0 | 0 | 0 | 0 | 0 | 0 | 1461.7692 | 0 | 0 | 0 | 0 | 0 | 0 | 0 | 0 | 0 | 0 | 0 | 0 | 0 | 0 | 0 | 0 | 0 | 0 | 0 | 0 | 0 | 0 | 0 | 0 | 0 | 0 | 0 | 0 | 0 | 0 | 0 | 0 | 0 | 0 | 0 | 0 | 0 | 0 | 0 | 0 | 0 | 0 | 0 | 0 | 0 | 0 | 0 | 0 | 0 | 0 | 0 | 0 | 0 | 0 | 0 | 0 | 0 | 0 | 0 | 0 | #REF! | #REF! | #REF!
40 | 40 | 40 |  |  |  | Capitalized Pre-COD Personnel Costs | 0 | 0 | 0 | 216.4048 | 0 | 0 | 0 | 216.4048 | 0 | 0 | 0 | 216.4048 | 0 | 0 | 0 | 216.4048 | 0 | 0 | 0 | 216.4048 | 0 | 0 | 0 | 216.4048 | 0 | 0 | 0 | 216.4048 | 0 | 0 | 0 | 216.4048 | 0 | 0 | 0 | 216.4048 | 0 | 0 | 0 | 216.4048 | 0 | 0 | 0 | 216.4048 | 0 | 0 | 0 | 216.4048 | 0 | 0 | 0 | 216.4048 | 0 | 0 | 0 | 216.4048 | 0 | 0 | 0 | 216.4048 | 0 | 0 | 0 | 216.4048 | 0 | 0 | 0 | 216.4048 | 0 | 0 | 0 | 216.4048 | 0 | 0 | 0 | 216.4048 | 0 | 0 | 0 | 216.4048 | 0 | 0 | 0 | 216.4048 | 0 | 0 | 0 | 216.4048 | 0 | 0 | 0 | 216.4048 | 0 | 0 | 0 | 216.4048 | #DIV/0! | #DIV/0! | #DIV/0! | #N/A | 0 | 0 | 0 | 662.451 | 0 | 0 | 0 | 351.4611 | 0 | 0 | 0 | 232.7741 | 0 | 0 | 0 | 182.6268 | 0 | 0 | 0 | 158.8845 | 0 | 0 | 0 | 154.0328 | #DIV/0! | #DIV/0! | #DIV/0! | #VALUE! | 0 | 0 | 0 | 216.4048 | 0 | 0 | 0 | 216.4048 | 0 | 0 | 0 | 216.4048 | 0 | 0 | 0 | 216.4048 | 0 | 0 | 0 | 110.14 | 0 | 0 | 0 | 107.5602 | 0 | 0 | 0 | 104.9805 | 0 | 0 | 0 | 125.8768 | 0 | 0 | 0 | 271.8563 | 0 | 0 | 0 | 254.8629 | 0 | 0 | 0 | 189.4532 | 0 | 0 | 0 | 245.5911 | 0 | 0 | 0 | 218.3261 | 0 | 0 | 0 | 169.7488 | 0 | 0 | 0 | 218.317 | 0 | 0 | 0 | 196.0428 | 0 | 0 | 0 | 156.706 | #REF! | #REF! | #REF!
40 | 41 |  | 41 |  |  | Staff Recruitment and Training | 0 | 0 | 0 | 134.6426 | 0 | 0 | 0 | 134.6426 | 0 | 0 | 0 | 134.6426 | 0 | 0 | 0 | 134.6426 | 0 | 0 | 0 | 134.6426 | 0 | 0 | 0 | 134.6426 | 0 | 0 | 0 | 134.6426 | 0 | 0 | 0 | 134.6426 | 0 | 0 | 0 | 134.6426 | 0 | 0 | 0 | 134.6426 | 0 | 0 | 0 | 134.6426 | 0 | 0 | 0 | 134.6426 | 0 | 0 | 0 | 134.6426 | 0 | 0 | 0 | 134.6426 | 0 | 0 | 0 | 134.6426 | 0 | 0 | 0 | 134.6426 | 0 | 0 | 0 | 134.6426 | 0 | 0 | 0 | 134.6426 | 0 | 0 | 0 | 134.6426 | 0 | 0 | 0 | 134.6426 | 0 | 0 | 0 | 134.6426 | 0 | 0 | 0 | 134.6426 | 0 | 0 | 0 | 134.6426 | 0 | 0 | 0 | 134.6426 | #DIV/0! | #DIV/0! | #DIV/0! | #N/A | 0 | 0 | 0 | 476.136 | 0 | 0 | 0 | 252.6123 | 0 | 0 | 0 | 167.1441 | 0 | 0 | 0 | 131.1186 | 0 | 0 | 0 | 114.0673 | 0 | 0 | 0 | 110.5783 | #DIV/0! | #DIV/0! | #DIV/0! | #VALUE! | 0 | 0 | 0 | 134.6426 | 0 | 0 | 0 | 134.6426 | 0 | 0 | 0 | 134.6426 | 0 | 0 | 0 | 134.6426 | 0 | 0 | 0 | 28.3778 | 0 | 0 | 0 | 25.798 | 0 | 0 | 0 | 23.2182 | 0 | 0 | 0 | 44.1145 | 0 | 0 | 0 | 190.094 | 0 | 0 | 0 | 173.1006 | 0 | 0 | 0 | 107.6909 | 0 | 0 | 0 | 163.8288 | 0 | 0 | 0 | 136.5638 | 0 | 0 | 0 | 87.9865 | 0 | 0 | 0 | 136.5547 | 0 | 0 | 0 | 114.2805 | 0 | 0 | 0 | 74.9438 | #REF! | #REF! | #REF!
40 | 42 |  | 42 |  |  | Staff Housing | 0 | 0 | 0 | 15.1284 | 0 | 0 | 0 | 15.1284 | 0 | 0 | 0 | 15.1284 | 0 | 0 | 0 | 15.1284 | 0 | 0 | 0 | 15.1284 | 0 | 0 | 0 | 15.1284 | 0 | 0 | 0 | 15.1284 | 0 | 0 | 0 | 15.1284 | 0 | 0 | 0 | 15.1284 | 0 | 0 | 0 | 15.1284 | 0 | 0 | 0 | 15.1284 | 0 | 0 | 0 | 15.1284 | 0 | 0 | 0 | 15.1284 | 0 | 0 | 0 | 15.1284 | 0 | 0 | 0 | 15.1284 | 0 | 0 | 0 | 15.1284 | 0 | 0 | 0 | 15.1284 | 0 | 0 | 0 | 15.1284 | 0 | 0 | 0 | 15.1284 | 0 | 0 | 0 | 15.1284 | 0 | 0 | 0 | 15.1284 | 0 | 0 | 0 | 15.1284 | 0 | 0 | 0 | 15.1284 | 0 | 0 | 0 | 15.1284 | #DIV/0! | #DIV/0! | #DIV/0! | #N/A | 0 | 0 | 0 | 34.4418 | 0 | 0 | 0 | 18.273 | 0 | 0 | 0 | 12.1562 | 0 | 0 | 0 | 9.543 | 0 | 0 | 0 | 8.3041 | 0 | 0 | 0 | 8.0525 | #DIV/0! | #DIV/0! | #DIV/0! | #VALUE! | 0 | 0 | 0 | 15.1284 | 0 | 0 | 0 | 15.1284 | 0 | 0 | 0 | 15.1284 | 0 | 0 | 0 | 15.1284 | 0 | 0 | 0 | 15.1284 | 0 | 0 | 0 | 15.1284 | 0 | 0 | 0 | 15.1284 | 0 | 0 | 0 | 15.1284 | 0 | 0 | 0 | 15.1284 | 0 | 0 | 0 | 15.1284 | 0 | 0 | 0 | 15.1284 | 0 | 0 | 0 | 15.1284 | 0 | 0 | 0 | 15.1284 | 0 | 0 | 0 | 15.1284 | 0 | 0 | 0 | 15.1284 | 0 | 0 | 0 | 15.1284 | 0 | 0 | 0 | 15.1284 | #REF! | #REF! | #REF!
40 | 49 |  | 49 |  |  | Contingency on Training Costs | 0 | 0 | 0 | 66.6339 | 0 | 0 | 0 | 66.6339 | 0 | 0 | 0 | 66.6339 | 0 | 0 | 0 | 66.6339 | 0 | 0 | 0 | 66.6339 | 0 | 0 | 0 | 66.6339 | 0 | 0 | 0 | 66.6339 | 0 | 0 | 0 | 66.6339 | 0 | 0 | 0 | 66.6339 | 0 | 0 | 0 | 66.6339 | 0 | 0 | 0 | 66.6339 | 0 | 0 | 0 | 66.6339 | 0 | 0 | 0 | 66.6339 | 0 | 0 | 0 | 66.6339 | 0 | 0 | 0 | 66.6339 | 0 | 0 | 0 | 66.6339 | 0 | 0 | 0 | 66.6339 | 0 | 0 | 0 | 66.6339 | 0 | 0 | 0 | 66.6339 | 0 | 0 | 0 | 66.6339 | 0 | 0 | 0 | 66.6339 | 0 | 0 | 0 | 66.6339 | 0 | 0 | 0 | 66.6339 | 0 | 0 | 0 | 66.6339 | #DIV/0! | #DIV/0! | #DIV/0! | #N/A | 0 | 0 | 0 | 151.8732 | 0 | 0 | 0 | 80.5758 | 0 | 0 | 0 | 53.4738 | 0 | 0 | 0 | 41.9652 | 0 | 0 | 0 | 36.5131 | 0 | 0 | 0 | 35.402 | #DIV/0! | #DIV/0! | #DIV/0! | #VALUE! | 0 | 0 | 0 | 66.6339 | 0 | 0 | 0 | 66.6339 | 0 | 0 | 0 | 66.6339 | 0 | 0 | 0 | 66.6339 | 0 | 0 | 0 | 66.6339 | 0 | 0 | 0 | 66.6339 | 0 | 0 | 0 | 66.6339 | 0 | 0 | 0 | 66.6339 | 0 | 0 | 0 | 66.6339 | 0 | 0 | 0 | 66.6339 | 0 | 0 | 0 | 66.6339 | 0 | 0 | 0 | 66.6339 | 0 | 0 | 0 | 66.6339 | 0 | 0 | 0 | 66.6339 | 0 | 0 | 0 | 66.6339 | 0 | 0 | 0 | 66.6339 | 0 | 0 | 0 | 66.6339 | #REF! | #REF! | #REF!
50 | 50 | 50 |  |  |  | Capitalized Supplementary Costs | 0 | 0 | 0 | 234.6491 | 0 | 0 | 0 | 228.4823 | 0 | 0 | 0 | 250.3266 | 0 | 0 | 0 | 242.1014 | 0 | 0 | 0 | 240.46 | 0 | 0 | 0 | 232.1659 | 0 | 0 | 0 | 262.3356 | 0 | 0 | 0 | 251.2315 | 0 | 0 | 0 | 245.5842 | 0 | 0 | 0 | 234.3283 | 0 | 0 | 0 | 292.9566 | 0 | 0 | 0 | 256.2708 | 0 | 0 | 0 | 277.3135 | 0 | 0 | 0 | 247.0398 | 0 | 0 | 0 | 432.8269 | 0 | 0 | 0 | 330.1816 | 0 | 0 | 0 | 329.2683 | 0 | 0 | 0 | 305.7203 | 0 | 0 | 0 | 319.006 | 0 | 0 | 0 | 235.6058 | 0 | 0 | 0 | 253.53 | 0 | 0 | 0 | 259.7366 | 0 | 0 | 0 | 232.0973 | 0 | 0 | 0 | 234.62 | #DIV/0! | #DIV/0! | #DIV/0! | #N/A | 0 | 0 | 0 | 357.486 | 0 | 0 | 0 | 298.9102 | 0 | 0 | 0 | 266.0696 | 0 | 0 | 0 | 252.0921 | 0 | 0 | 0 | 245.3895 | 0 | 0 | 0 | 245.4831 | #DIV/0! | #DIV/0! | #DIV/0! | #VALUE! | 0 | 0 | 0 | 237.5399 | 0 | 0 | 0 | 246.0491 | 0 | 0 | 0 | 233.2099 | 0 | 0 | 0 | 233.2099 | 0 | 0 | 0 | 218.1311 | 0 | 0 | 0 | 216.8122 | 0 | 0 | 0 | 216.1903 | 0 | 0 | 0 | 239.8106 | 0 | 0 | 0 | 342.6418 | 0 | 0 | 0 | 325.324 | 0 | 0 | 0 | 323.5227 | 0 | 0 | 0 | 328.3415 | 0 | 0 | 0 | 313.401 | 0 | 0 | 0 | 311.9332 | 0 | 0 | 0 | 284.0762 | 0 | 0 | 0 | 270.1617 | 0 | 0 | 0 | 268.5608 | #REF! | #REF! | #REF!
50 | 51 |  | 51 |  |  | Taxes | 0 | 0 | 0 | 0.029747 | 0 | 0 | 0 | 0.029747 | 0 | 0 | 0 | 0.029747 | 0 | 0 | 0 | 0.029747 | 0 | 0 | 0 | 0.029747 | 0 | 0 | 0 | 0.029747 | 0 | 0 | 0 | 0.029747 | 0 | 0 | 0 | 0.029747 | 0 | 0 | 0 | 0.029747 | 0 | 0 | 0 | 0.029747 | 0 | 0 | 0 | 0.029747 | 0 | 0 | 0 | 0.029747 | 0 | 0 | 0 | 0.029747 | 0 | 0 | 0 | 0.029747 | 0 | 0 | 0 | 0.029747 | 0 | 0 | 0 | 0.029747 | 0 | 0 | 0 | 0.029747 | 0 | 0 | 0 | 0.029747 | 0 | 0 | 0 | 0.029747 | 0 | 0 | 0 | 0.029747 | 0 | 0 | 0 | 0.029747 | 0 | 0 | 0 | 0.029747 | 0 | 0 | 0 | 0.029747 | 0 | 0 | 0 | 0.029747 | #DIV/0! | #DIV/0! | #DIV/0! | #N/A | 0 | 0 | 0 | 10.9162 | 0 | 0 | 0 | 10.9191 | 0 | 0 | 0 | 10.9191 | 0 | 0 | 0 | 10.9191 | 0 | 0 | 0 | 10.9191 | 0 | 0 | 0 | 10.9191 | #DIV/0! | #DIV/0! | #DIV/0! | #VALUE! | 0 | 0 | 0 | 0.029747 | 0 | 0 | 0 | 0.029747 | 0 | 0 | 0 | 0.029747 | 0 | 0 | 0 | 0.029747 | 0 | 0 | 0 | 0.029747 | 0 | 0 | 0 | 0.029747 | 0 | 0 | 0 | 0.029747 | 0 | 0 | 0 | 0.029747 | 0 | 0 | 0 | 0.029747 | 0 | 0 | 0 | 0.029747 | 0 | 0 | 0 | 0.029747 | 0 | 0 | 0 | 0.029747 | 0 | 0 | 0 | 0.029747 | 0 | 0 | 0 | 0.029747 | 0 | 0 | 0 | 0.029747 | 0 | 0 | 0 | 0.029747 | 0 | 0 | 0 | 0.029747 | #REF! | #REF! | #REF!
50 | 52 |  | 52 |  |  | Insurance | 0 | 0 | 0 | 31.5257 | 0 | 0 | 0 | 25.3589 | 0 | 0 | 0 | 47.2032 | 0 | 0 | 0 | 38.978 | 0 | 0 | 0 | 37.3366 | 0 | 0 | 0 | 29.0425 | 0 | 0 | 0 | 59.2122 | 0 | 0 | 0 | 48.108 | 0 | 0 | 0 | 36.112 | 0 | 0 | 0 | 24.8561 | 0 | 0 | 0 | 83.4844 | 0 | 0 | 0 | 46.7986 | 0 | 0 | 0 | 67.8413 | 0 | 0 | 0 | 37.5676 | 0 | 0 | 0 | 223.3547 | 0 | 0 | 0 | 120.7094 | 0 | 0 | 0 | 119.7961 | 0 | 0 | 0 | 96.2481 | 0 | 0 | 0 | 109.5338 | 0 | 0 | 0 | 26.1336 | 0 | 0 | 0 | 44.0578 | 0 | 0 | 0 | 50.2644 | 0 | 0 | 0 | 22.6251 | 0 | 0 | 0 | 25.1478 | #DIV/0! | #DIV/0! | #DIV/0! | #N/A | 0 | 0 | 0 | 53.8739 | 0 | 0 | 0 | 42.6564 | 0 | 0 | 0 | 35.6743 | 0 | 0 | 0 | 31.6926 | 0 | 0 | 0 | 28.845 | 0 | 0 | 0 | 28.1073 | #DIV/0! | #DIV/0! | #DIV/0! | #VALUE! | 0 | 0 | 0 | 28.0677 | 0 | 0 | 0 | 36.5769 | 0 | 0 | 0 | 23.7377 | 0 | 0 | 0 | 23.7377 | 0 | 0 | 0 | 17.3387 | 0 | 0 | 0 | 16.0198 | 0 | 0 | 0 | 15.3979 | 0 | 0 | 0 | 30.3384 | 0 | 0 | 0 | 133.1696 | 0 | 0 | 0 | 115.8518 | 0 | 0 | 0 | 114.0505 | 0 | 0 | 0 | 118.8693 | 0 | 0 | 0 | 103.9288 | 0 | 0 | 0 | 102.461 | 0 | 0 | 0 | 74.604 | 0 | 0 | 0 | 60.6895 | 0 | 0 | 0 | 59.0886 | #REF! | #REF! | #REF!
50 | 53 |  | 53 |  |  | Spent Fuel Storage | 0 | 0 | 0 | 0 | 0 | 0 | 0 | 0 | 0 | 0 | 0 | 0 | 0 | 0 | 0 | 0 | 0 | 0 | 0 | 0 | 0 | 0 | 0 | 0 | 0 | 0 | 0 | 0 | 0 | 0 | 0 | 0 | 0 | 0 | 0 | 0 | 0 | 0 | 0 | 0 | 0 | 0 | 0 | 0 | 0 | 0 | 0 | 0 | 0 | 0 | 0 | 0 | 0 | 0 | 0 | 0 | 0 | 0 | 0 | 0 | 0 | 0 | 0 | 0 | 0 | 0 | 0 | 0 | 0 | 0 | 0 | 0 | 0 | 0 | 0 | 0 | 0 | 0 | 0 | 0 | 0 | 0 | 0 | 0 | 0 | 0 | 0 | 0 | 0 | 0 | 0 | 0 | 0 | 0 | 0 | 0 | #DIV/0! | #DIV/0! | #DIV/0! | #N/A | 0 | 0 | 0 | 0 | 0 | 0 | 0 | 0 | 0 | 0 | 0 | 0 | 0 | 0 | 0 | 0 | 0 | 0 | 0 | 0 | 0 | 0 | 0 | 0 | #DIV/0! | #DIV/0! | #DIV/0! | #VALUE! | 0 | 0 | 0 | 0 | 0 | 0 | 0 | 0 | 0 | 0 | 0 | 0 | 0 | 0 | 0 | 0 | 0 | 0 | 0 | 0 | 0 | 0 | 0 | 0 | 0 | 0 | 0 | 0 | 0 | 0 | 0 | 0 | 0 | 0 | 0 | 0 | 0 | 0 | 0 | 0 | 0 | 0 | 0 | 0 | 0 | 0 | 0 | 0 | 0 | 0 | 0 | 0 | 0 | 0 | 0 | 0 | 0 | 0 | 0 | 0 | 0 | 0 | 0 | 0 | 0 | 0 | 0 | 0 | #REF! | #REF! | #REF!
50 | 54 |  | 54 |  |  | Decommissioning | 0 | 0 | 0 | 3.6512 | 0 | 0 | 0 | 3.6512 | 0 | 0 | 0 | 3.6512 | 0 | 0 | 0 | 3.6512 | 0 | 0 | 0 | 3.6512 | 0 | 0 | 0 | 3.6512 | 0 | 0 | 0 | 3.6512 | 0 | 0 | 0 | 3.6512 | 0 | 0 | 0 | 10 | 0 | 0 | 0 | 10 | 0 | 0 | 0 | 10 | 0 | 0 | 0 | 10 | 0 | 0 | 0 | 10 | 0 | 0 | 0 | 10 | 0 | 0 | 0 | 10 | 0 | 0 | 0 | 10 | 0 | 0 | 0 | 10 | 0 | 0 | 0 | 10 | 0 | 0 | 0 | 10 | 0 | 0 | 0 | 10 | 0 | 0 | 0 | 10 | 0 | 0 | 0 | 10 | 0 | 0 | 0 | 10 | 0 | 0 | 0 | 10 | #DIV/0! | #DIV/0! | #DIV/0! | #N/A | 0 | 0 | 0 | 85.6311 | 0 | 0 | 0 | 45.4313 | 0 | 0 | 0 | 24.044 | 0 | 0 | 0 | 14.3466 | 0 | 0 | 0 | 7.201 | 0 | 0 | 0 | 5.7608 | #DIV/0! | #DIV/0! | #DIV/0! | #VALUE! | 0 | 0 | 0 | 10 | 0 | 0 | 0 | 10 | 0 | 0 | 0 | 10 | 0 | 0 | 0 | 10 | 0 | 0 | 0 | 1.3202 | 0 | 0 | 0 | 1.3202 | 0 | 0 | 0 | 1.3202 | 0 | 0 | 0 | 10 | 0 | 0 | 0 | 10 | 0 | 0 | 0 | 10 | 0 | 0 | 0 | 10 | 0 | 0 | 0 | 10 | 0 | 0 | 0 | 10 | 0 | 0 | 0 | 10 | 0 | 0 | 0 | 10 | 0 | 0 | 0 | 10 | 0 | 0 | 0 | 10 | #REF! | #REF! | #REF!
50 | 55 |  | 55 |  |  | Other Owners' Costs | 0 | 0 | 0 | 0 | 0 | 0 | 0 | 0 | 0 | 0 | 0 | 0 | 0 | 0 | 0 | 0 | 0 | 0 | 0 | 0 | 0 | 0 | 0 | 0 | 0 | 0 | 0 | 0 | 0 | 0 | 0 | 0 | 0 | 0 | 0 | 0 | 0 | 0 | 0 | 0 | 0 | 0 | 0 | 0 | 0 | 0 | 0 | 0 | 0 | 0 | 0 | 0 | 0 | 0 | 0 | 0 | 0 | 0 | 0 | 0 | 0 | 0 | 0 | 0 | 0 | 0 | 0 | 0 | 0 | 0 | 0 | 0 | 0 | 0 | 0 | 0 | 0 | 0 | 0 | 0 | 0 | 0 | 0 | 0 | 0 | 0 | 0 | 0 | 0 | 0 | 0 | 0 | 0 | 0 | 0 | 0 | #DIV/0! | #DIV/0! | #DIV/0! | #N/A | 0 | 0 | 0 | 0 | 0 | 0 | 0 | 0 | 0 | 0 | 0 | 0 | 0 | 0 | 0 | 0 | 0 | 0 | 0 | 0 | 0 | 0 | 0 | 0 | #DIV/0! | #DIV/0! | #DIV/0! | #VALUE! | 0 | 0 | 0 | 0 | 0 | 0 | 0 | 0 | 0 | 0 | 0 | 0 | 0 | 0 | 0 | 0 | 0 | 0 | 0 | 0 | 0 | 0 | 0 | 0 | 0 | 0 | 0 | 0 | 0 | 0 | 0 | 0 | 0 | 0 | 0 | 0 | 0 | 0 | 0 | 0 | 0 | 0 | 0 | 0 | 0 | 0 | 0 | 0 | 0 | 0 | 0 | 0 | 0 | 0 | 0 | 0 | 0 | 0 | 0 | 0 | 0 | 0 | 0 | 0 | 0 | 0 | 0 | 0 | #REF! | #REF! | #REF!
50 | 56 |  | 56 |  |  | Fees | 0 | 0 | 0 | 0 | 0 | 0 | 0 | 0 | 0 | 0 | 0 | 0 | 0 | 0 | 0 | 0 | 0 | 0 | 0 | 0 | 0 | 0 | 0 | 0 | 0 | 0 | 0 | 0 | 0 | 0 | 0 | 0 | 0 | 0 | 0 | 0 | 0 | 0 | 0 | 0 | 0 | 0 | 0 | 0 | 0 | 0 | 0 | 0 | 0 | 0 | 0 | 0 | 0 | 0 | 0 | 0 | 0 | 0 | 0 | 0 | 0 | 0 | 0 | 0 | 0 | 0 | 0 | 0 | 0 | 0 | 0 | 0 | 0 | 0 | 0 | 0 | 0 | 0 | 0 | 0 | 0 | 0 | 0 | 0 | 0 | 0 | 0 | 0 | 0 | 0 | 0 | 0 | 0 | 0 | 0 | 0 | #DIV/0! | #DIV/0! | #DIV/0! | #N/A | 0 | 0 | 0 | 0 | 0 | 0 | 0 | 0 | 0 | 0 | 0 | 0 | 0 | 0 | 0 | 0 | 0 | 0 | 0 | 0 | 0 | 0 | 0 | 0 | #DIV/0! | #DIV/0! | #DIV/0! | #VALUE! | 0 | 0 | 0 | 0 | 0 | 0 | 0 | 0 | 0 | 0 | 0 | 0 | 0 | 0 | 0 | 0 | 0 | 0 | 0 | 0 | 0 | 0 | 0 | 0 | 0 | 0 | 0 | 0 | 0 | 0 | 0 | 0 | 0 | 0 | 0 | 0 | 0 | 0 | 0 | 0 | 0 | 0 | 0 | 0 | 0 | 0 | 0 | 0 | 0 | 0 | 0 | 0 | 0 | 0 | 0 | 0 | 0 | 0 | 0 | 0 | 0 | 0 | 0 | 0 | 0 | 0 | 0 | 0 | #REF! | #REF! | #REF!
50 | 57 |  | 57 |  |  | Management Reserve | 0 | 0 | 0 | 0 | 0 | 0 | 0 | 0 | 0 | 0 | 0 | 0 | 0 | 0 | 0 | 0 | 0 | 0 | 0 | 0 | 0 | 0 | 0 | 0 | 0 | 0 | 0 | 0 | 0 | 0 | 0 | 0 | 0 | 0 | 0 | 0 | 0 | 0 | 0 | 0 | 0 | 0 | 0 | 0 | 0 | 0 | 0 | 0 | 0 | 0 | 0 | 0 | 0 | 0 | 0 | 0 | 0 | 0 | 0 | 0 | 0 | 0 | 0 | 0 | 0 | 0 | 0 | 0 | 0 | 0 | 0 | 0 | 0 | 0 | 0 | 0 | 0 | 0 | 0 | 0 | 0 | 0 | 0 | 0 | 0 | 0 | 0 | 0 | 0 | 0 | 0 | 0 | 0 | 0 | 0 | 0 | #DIV/0! | #DIV/0! | #DIV/0! | #N/A | 0 | 0 | 0 | 0 | 0 | 0 | 0 | 0 | 0 | 0 | 0 | 0 | 0 | 0 | 0 | 0 | 0 | 0 | 0 | 0 | 0 | 0 | 0 | 0 | #DIV/0! | #DIV/0! | #DIV/0! | #VALUE! | 0 | 0 | 0 | 0 | 0 | 0 | 0 | 0 | 0 | 0 | 0 | 0 | 0 | 0 | 0 | 0 | 0 | 0 | 0 | 0 | 0 | 0 | 0 | 0 | 0 | 0 | 0 | 0 | 0 | 0 | 0 | 0 | 0 | 0 | 0 | 0 | 0 | 0 | 0 | 0 | 0 | 0 | 0 | 0 | 0 | 0 | 0 | 0 | 0 | 0 | 0 | 0 | 0 | 0 | 0 | 0 | 0 | 0 | 0 | 0 | 0 | 0 | 0 | 0 | 0 | 0 | 0 | 0 | #REF! | #REF! | #REF!
50 | 59 |  | 59 |  |  | Supplementary Contingencies | 0 | 0 | 0 | 199.4425 | 0 | 0 | 0 | 199.4425 | 0 | 0 | 0 | 199.4425 | 0 | 0 | 0 | 199.4425 | 0 | 0 | 0 | 199.4425 | 0 | 0 | 0 | 199.4425 | 0 | 0 | 0 | 199.4425 | 0 | 0 | 0 | 199.4425 | 0 | 0 | 0 | 199.4425 | 0 | 0 | 0 | 199.4425 | 0 | 0 | 0 | 199.4425 | 0 | 0 | 0 | 199.4425 | 0 | 0 | 0 | 199.4425 | 0 | 0 | 0 | 199.4425 | 0 | 0 | 0 | 199.4425 | 0 | 0 | 0 | 199.4425 | 0 | 0 | 0 | 199.4425 | 0 | 0 | 0 | 199.4425 | 0 | 0 | 0 | 199.4425 | 0 | 0 | 0 | 199.4425 | 0 | 0 | 0 | 199.4425 | 0 | 0 | 0 | 199.4425 | 0 | 0 | 0 | 199.4425 | 0 | 0 | 0 | 199.4425 | #DIV/0! | #DIV/0! | #DIV/0! | #N/A | 0 | 0 | 0 | 207.0648 | 0 | 0 | 0 | 199.9034 | 0 | 0 | 0 | 195.4322 | 0 | 0 | 0 | 195.1338 | 0 | 0 | 0 | 198.4244 | 0 | 0 | 0 | 200.696 | #DIV/0! | #DIV/0! | #DIV/0! | #VALUE! | 0 | 0 | 0 | 199.4425 | 0 | 0 | 0 | 199.4425 | 0 | 0 | 0 | 199.4425 | 0 | 0 | 0 | 199.4425 | 0 | 0 | 0 | 199.4425 | 0 | 0 | 0 | 199.4425 | 0 | 0 | 0 | 199.4425 | 0 | 0 | 0 | 199.4425 | 0 | 0 | 0 | 199.4425 | 0 | 0 | 0 | 199.4425 | 0 | 0 | 0 | 199.4425 | 0 | 0 | 0 | 199.4425 | 0 | 0 | 0 | 199.4425 | 0 | 0 | 0 | 199.4425 | 0 | 0 | 0 | 199.4425 | 0 | 0 | 0 | 199.4425 | 0 | 0 | 0 | 199.4425 | #REF! | #REF! | #REF!
[6 empty] | OCC |  |  |  | 7037.2286 | #N/A | #N/A | #N/A | 5660.6656 | #N/A | #N/A | #N/A | 10536.8039 | #N/A | #N/A | #N/A | 8700.7507 | #N/A | #N/A | #N/A | 8334.3488 | #N/A | #N/A | #N/A | 6482.9268 | #N/A | #N/A | #N/A | 13217.477 | #N/A | #N/A | #N/A | 10738.7791 | #N/A | #N/A | #N/A | 8060.9936 | #N/A | #N/A | #N/A | 5548.4312 | #N/A | #N/A | #N/A | 18635.5802 | #N/A | #N/A | #N/A | 10446.4878 | #N/A | #N/A | #N/A | 15143.6945 | #N/A | #N/A | #N/A | 8385.9207 | #N/A | #N/A | #N/A | 8314.3542 | #N/A | #N/A | #N/A | 5622.5785 | #N/A | #N/A | #N/A | 5874.9467 | #N/A | #N/A | #N/A | 4518.9519 | #N/A | #N/A | #N/A | 5675.1921 | #N/A | #N/A | #N/A | 5833.5968 | #N/A | #N/A | #N/A | 9834.6781 | #N/A | #N/A | #N/A | 11220.1396 | #N/A | #N/A | #N/A | 5050.4256 | #N/A | #N/A | #N/A | 5613.5547 | #DIV/0! | #DIV/0! | #DIV/0! | #N/A | #N/A | #N/A | #N/A | 7288.0962 | #N/A | #N/A | #N/A | 5814.6322 | #N/A | #N/A | #N/A | 4974.0122 | #N/A | #N/A | #N/A | 4524.706 | #N/A | #N/A | #N/A | 4235.7499 | #N/A | #N/A | #N/A | 4170.5221 | #DIV/0! | #DIV/0! | #DIV/0! | #VALUE! | #N/A | #N/A | #N/A | 6265.3265 | #N/A | #N/A | #N/A | 8164.7753 | #N/A | #N/A | #N/A | 5298.7773 | #N/A | #N/A | #N/A | 5298.7773 | #N/A | #N/A | #N/A | 2865.7085 | #N/A | #N/A | #N/A | 2737.8346 | #N/A | #N/A | #N/A | 2662.038 | #N/A | #N/A | #N/A | 3642.4932 | #N/A | #N/A | #N/A | 6818.2355 | #N/A | #N/A | #N/A | 6037.6165 | #N/A | #N/A | #N/A | 5741.1031 | #N/A | #N/A | #N/A | 6508.768 | #N/A | #N/A | #N/A | 6211.7081 | #N/A | #N/A | #N/A | 5898.8438 | #N/A | #N/A | #N/A | 5742.2775 | #N/A | #N/A | #N/A | 5061.1733 | #N/A | #N/A | #N/A | 4804.6947 | #REF! | #REF! | #REF!
[6 empty] | Adjusted OCC (Exlcuding Account 40) |  |  |  | 6820.8238 | #N/A | #N/A | #N/A | 5444.2608 | #N/A | #N/A | #N/A | 10320.399 | #N/A | #N/A | #N/A | 8484.3459 | #N/A | #N/A | #N/A | 8117.9439 | #N/A | #N/A | #N/A | 6266.5219 | #N/A | #N/A | #N/A | 13001.0721 | #N/A | #N/A | #N/A | 10522.3742 | #N/A | #N/A | #N/A | 7844.5888 | #N/A | #N/A | #N/A | 5332.0263 | #N/A | #N/A | #N/A | 18419.1753 | #N/A | #N/A | #N/A | 10230.0829 | #N/A | #N/A | #N/A | 14927.2896 | #N/A | #N/A | #N/A | 8169.5159 | #N/A | #N/A | #N/A | 8097.9494 | #N/A | #N/A | #N/A | 5406.1737 | #N/A | #N/A | #N/A | 5658.5418 | #N/A | #N/A | #N/A | 4302.5471 | #N/A | #N/A | #N/A | 5458.7873 | #N/A | #N/A | #N/A | 5617.1919 | #N/A | #N/A | #N/A | 9618.2733 | #N/A | #N/A | #N/A | 11003.7348 | #N/A | #N/A | #N/A | 4834.0207 | #N/A | #N/A | #N/A | 5397.1499 | #DIV/0! | #DIV/0! | #DIV/0! | #N/A | #N/A | #N/A | #N/A | 6625.6452 | #N/A | #N/A | #N/A | 5463.1711 | #N/A | #N/A | #N/A | 4741.2381 | #N/A | #N/A | #N/A | 4342.0792 | #N/A | #N/A | #N/A | 4076.8654 | #N/A | #N/A | #N/A | 4016.4893 | #DIV/0! | #DIV/0! | #DIV/0! | #VALUE! | #VALUE! | #N/A | #N/A | 6048.9217 | #N/A | #N/A | #N/A | 7948.3704 | #N/A | #N/A | #N/A | 5082.3725 | #N/A | #N/A | #N/A | 5082.3725 | #N/A | #N/A | #N/A | 2755.5685 | #N/A | #N/A | #N/A | 2630.2743 | #N/A | #N/A | #N/A | 2557.0576 | #N/A | #N/A | #N/A | 3516.6164 | #N/A | #N/A | #N/A | 6546.3792 | #N/A | #N/A | #N/A | 5782.7536 | #N/A | #N/A | #N/A | 5551.6499 | #N/A | #N/A | #N/A | 6263.1769 | #N/A | #N/A | #N/A | 5993.3821 | #N/A | #N/A | #N/A | 5729.095 | #N/A | #N/A | #N/A | 5523.9605 | #N/A | #N/A | #N/A | 4865.1305 | #N/A | #N/A | #N/A | 4647.9886 | #REF! | #REF! | #REF!
[6 empty] | OCC Minus Insurance |  |  |  | 7005.7029 | #N/A | #N/A | #N/A | 5635.3067 | #N/A | #N/A | #N/A | 10489.6007 | #N/A | #N/A | #N/A | 8661.7728 | #N/A | #N/A | #N/A | 8297.0122 | #N/A | #N/A | #N/A | 6453.8843 | #N/A | #N/A | #N/A | 13158.2648 | #N/A | #N/A | #N/A | 10690.6711 | #N/A | #N/A | #N/A | 8024.8816 | #N/A | #N/A | #N/A | 5523.5751 | #N/A | #N/A | #N/A | 18552.0958 | #N/A | #N/A | #N/A | 10399.6892 | #N/A | #N/A | #N/A | 15075.8531 | #N/A | #N/A | #N/A | 8348.3531 | #N/A | #N/A | #N/A | 8090.9995 | #N/A | #N/A | #N/A | 5501.8691 | #N/A | #N/A | #N/A | 5755.1506 | #N/A | #N/A | #N/A | 4422.7038 | #N/A | #N/A | #N/A | 5565.6583 | #N/A | #N/A | #N/A | 5807.4632 | #N/A | #N/A | #N/A | 9790.6203 | #N/A | #N/A | #N/A | 11169.8752 | #N/A | #N/A | #N/A | 5027.8005 | #N/A | #N/A | #N/A | 5588.4069 | #DIV/0! | #DIV/0! | #DIV/0! | #N/A | #N/A | #N/A | #N/A | 7234.2222 | #N/A | #N/A | #N/A | 5771.9758 | #N/A | #N/A | #N/A | 4938.3378 | #N/A | #N/A | #N/A | 4493.0134 | #N/A | #N/A | #N/A | 4206.9049 | #N/A | #N/A | #N/A | 4142.4148 | #DIV/0! | #DIV/0! | #DIV/0! | #VALUE! | #VALUE! | #N/A | #N/A | 6237.2588 | #N/A | #N/A | #N/A | 8128.1984 | #N/A | #N/A | #N/A | 5275.0397 | #N/A | #N/A | #N/A | 5275.0397 | #N/A | #N/A | #N/A | 2848.3698 | #N/A | #N/A | #N/A | 2721.8148 | #N/A | #N/A | #N/A | 2646.6401 | #N/A | #N/A | #N/A | 3612.1549 | #N/A | #N/A | #N/A | 6685.0659 | #N/A | #N/A | #N/A | 5921.7647 | #N/A | #N/A | #N/A | 5627.0526 | #N/A | #N/A | #N/A | 6389.8986 | #N/A | #N/A | #N/A | 6107.7793 | #N/A | #N/A | #N/A | 5796.3829 | #N/A | #N/A | #N/A | 5667.6735 | #N/A | #N/A | #N/A | 5000.4838 | #N/A | #N/A | #N/A | 4745.606 | #REF! | #REF! | #REF!
Note on L180: [Threaded comment] Your version of Excel allows you to read this threaded comment; however, any edits to it will get removed if the file is opened in a newer version of Excel. Learn more: https://go.microsoft.com/fwlink/?linkid=870924 Comment: Hardcoded Decom Costs Calculated by Annualizing Decom Costs from this estimate.
Note on P180: [Threaded comment] Your version of Excel allows you to read this threaded comment; however, any edits to it will get removed if the file is opened in a newer version of Excel. Learn more: https://go.microsoft.com/fwlink/?linkid=870924 Comment: Hardcoded Decom Costs Calculated by Annualizing Decom Costs from this estimate.
Note on T180: [Threaded comment] Your version of Excel allows you to read this threaded comment; however, any edits to it will get removed if the file is opened in a newer version of Excel. Learn more: https://go.microsoft.com/fwlink/?linkid=870924 Comment: Hardcoded Decom Costs Calculated by Annualizing Decom Costs from this estimate.
Note on X180: [Threaded comment] Your version of Excel allows you to read this threaded comment; however, any edits to it will get removed if the file is opened in a newer version of Excel. Learn more: https://go.microsoft.com/fwlink/?linkid=870924 Comment: Hardcoded Decom Costs Calculated by Annualizing Decom Costs from this estimate.
Note on AB180: [Threaded comment] Your version of Excel allows you to read this threaded comment; however, any edits to it will get removed if the file is opened in a newer version of Excel. Learn more: https://go.microsoft.com/fwlink/?linkid=870924 Comment: Hardcoded Decom Costs Calculated by Annualizing Decom Costs from this estimate.
Note on AF180: [Threaded comment] Your version of Excel allows you to read this threaded comment; however, any edits to it will get removed if the file is opened in a newer version of Excel. Learn more: https://go.microsoft.com/fwlink/?linkid=870924 Comment: Hardcoded Decom Costs Calculated by Annualizing Decom Costs from this estimate.
Note on AJ180: [Threaded comment] Your version of Excel allows you to read this threaded comment; however, any edits to it will get removed if the file is opened in a newer version of Excel. Learn more: https://go.microsoft.com/fwlink/?linkid=870924 Comment: Hardcoded Decom Costs Calculated by Annualizing Decom Costs from this estimate.
Note on AN180: [Threaded comment] Your version of Excel allows you to read this threaded comment; however, any edits to it will get removed if the file is opened in a newer version of Excel. Learn more: https://go.microsoft.com/fwlink/?linkid=870924 Comment: Hardcoded Decom Costs Calculated by Annualizing Decom Costs from this estimate.

## L2 Analysis %
[29 empty] | Total | 100%
[29 empty] | 10: Capitalized Pre-Construction Costs | 5.087%
[29 empty] | 20: Capitalized Direct Costs | 64.61%
[29 empty] | 30: Capitalized Indirect Services Cost | 26.01%
[29 empty] | 50: Capitalized Supplementary Costs | 4.294%
|  |  | SMR DATA | [30 empty] | Overnight Captial Cost Groupings
[30 empty] | 95.26% | 100% |  |  | 5500 | 7750 | 10000
| All | Account Title | VHTGR | VHTGR | VHTGR | VHTGR | VHTGR | VHTGR | VHTGR | VHTGR | Traditional HTGR | MIG HTR | GA/MHTGR - Commercial | SAFR | PRISM | SMBWR | MMNC | SFR SAINC | SFR SAINC | SFR SAINC | SFR SAINC | SFR SAINC | SFR SAINC | NuScale SMR | ABR1000 | MHTGR - SC - Target | MHTGR - GT/IC - Target | MHTGR - -GT/DC - Target | All | AVERAGE | Renormalized | L1 Sums | Combined | Advanced | Moderate | Conservative
10: Capitalized Pre-Construction Costs | 10 | Capitalized Pre-Construction Costs | 448.4583 | 193.6509 | 510.0861 | 209.0579 | 707.1824 | 270.5918 | 812.7764 | 296.9903 | 325.9549 | 325.9549 | 325.9549 | 325.9549 | 325.9549 | 325.9549 | 325.9549 | 460.1571 | 294.8258 | 201.4712 | 154.863 | 131.5399 | 126.8873 | 325.9549 | 325.9549 | 320.6652 | 320.1578 | 318.0352 | 10 |  |  | 5.087% | 5.087% | 279.7878 | 394.2465 | 508.7051
11: Land and Land Rights | 11 | Land and Land Rights | 23.703 | 11.8515 | 23.703 | 11.8515 | 40.6131 | 20.3065 | 40.6131 | 20.3065 | 2.376 | 2.376 | 2.376 | 2.376 | 2.376 | 2.376 | 2.376 | 64.4871 | 34.2134 | 17.1067 | 8.5534 | 4.2767 | 3.4213 | 2.376 | 2.376 | 2.376 | 2.376 | 2.376 | 11 | 0.1942% | 0.2039% |  | 0.2039% | 11.215 | 15.8029 | 20.3909 | 0.3475% | 0.2177% | 0.2297% | 0.1397% | 0.5003% | 0.324% | 0.3124% | 0.193% | 0.02323% | 0.02908% | 0.0423% | 0.0247% | 0.02159% | 0.04915% | 0.04402% | 0.9733% | 0.6263% | 0.3608% | 0.197% | 0.1049% | 0.08518% | 0.03928% | 0.02989% | 0.0428% | 0.04147% | 0.05112%
12: Site Permits | 12 | Site Permits | 10.03 | 10.03 | 10.03 | 10.03 | 10.03 | 10.03 | 10.03 | 10.03 | 10.03 | 10.03 | 10.03 | 10.03 | 10.03 | 10.03 | 10.03 | 7.8139 | 4.973 | 3.4384 | 2.7287 | 2.358 | 2.2939 | 10.03 | 10.03 | 4.7403 | 4.2329 | 2.1103 | 12 | 0.1133% | 0.119% |  | 0.119% | 6.5439 | 9.221 | 11.898 | 0.1471% | 0.1842% | 0.09719% | 0.1182% | 0.1236% | 0.1601% | 0.07715% | 0.09532% | 0.09804% | 0.1228% | 0.1786% | 0.1043% | 0.09115% | 0.2075% | 0.1858% | 0.1179% | 0.09103% | 0.07252% | 0.06284% | 0.05784% | 0.05711% | 0.1658% | 0.1262% | 0.08539% | 0.07388% | 0.0454%
13: Plant Licensing | 13 | Plant Licensing | 237.0301 | 65.1833 | 298.6579 | 80.5902 | 406.1308 | 111.686 | 511.7248 | 138.0845 | 164.5785 | 164.5785 | 164.5785 | 164.5785 | 164.5785 | 164.5785 | 164.5785 | 75.8185 | 75.8386 | 75.8386 | 75.8386 | 75.8386 | 75.8386 | 164.5785 | 164.5785 | 164.5785 | 164.5785 | 164.5785 | 13 | 2.329% | 2.445% |  | 2.445% | 134.4824 | 189.4979 | 244.5134 | 3.475% | 1.197% | 2.894% | 0.9499% | 5.003% | 1.782% | 3.936% | 1.312% | 1.609% | 2.015% | 2.93% | 1.711% | 1.496% | 3.405% | 3.049% | 1.144% | 1.388% | 1.6% | 1.747% | 1.86% | 1.888% | 2.721% | 2.071% | 2.964% | 2.873% | 3.541%
14: Plant Permits | 14 | Plant Permits | 14.2218 | 3.5555 | 14.2218 | 3.5555 | 24.3678 | 6.092 | 24.3678 | 6.092 | 17.7637 | 17.7637 | 17.7637 | 17.7637 | 17.7637 | 17.7637 | 17.7637 | 74.3311 | 39.4361 | 19.7181 | 9.859 | 4.9295 | 3.9436 | 17.7637 | 17.7637 | 17.7637 | 17.7637 | 17.7637 | 14 | 0.2724% | 0.2859% |  | 0.2859% | 15.7253 | 22.1584 | 28.5915 | 0.2085% | 0.06531% | 0.1378% | 0.04191% | 0.3002% | 0.09721% | 0.1874% | 0.0579% | 0.1736% | 0.2174% | 0.3162% | 0.1847% | 0.1614% | 0.3675% | 0.3291% | 1.122% | 0.7219% | 0.4159% | 0.2271% | 0.1209% | 0.09819% | 0.2937% | 0.2235% | 0.32% | 0.3101% | 0.3822%
15: Plant Studies | 15 | Plant Studies | 25.3696 | 25.3696 | 25.3696 | 25.3696 | 25.3696 | 25.3696 | 25.3696 | 25.3696 | 25.3696 | 25.3696 | 25.3696 | 25.3696 | 25.3696 | 25.3696 | 25.3696 | 74.3311 | 39.4361 | 19.7181 | 9.859 | 4.9295 | 3.9436 | 25.3696 | 25.3696 | 25.3696 | 25.3696 | 25.3696 | 15 | 0.3818% | 0.4008% |  | 0.4008% | 22.0414 | 31.0584 | 40.0754 | 0.3719% | 0.466% | 0.2458% | 0.299% | 0.3125% | 0.4048% | 0.1951% | 0.2411% | 0.248% | 0.3105% | 0.4516% | 0.2638% | 0.2306% | 0.5248% | 0.4701% | 1.122% | 0.7219% | 0.4159% | 0.2271% | 0.1209% | 0.09819% | 0.4194% | 0.3192% | 0.457% | 0.4428% | 0.5458%
16: Plant Reports | 16 | Plant Reports | 12.3542 | 12.3542 | 12.3542 | 12.3542 | 12.3542 | 12.3542 | 12.3542 | 12.3542 | 12.3542 | 12.3542 | 12.3542 | 12.3542 | 12.3542 | 12.3542 | 12.3542 | 12.3514 | 12.3547 | 12.3547 | 12.3547 | 12.3547 | 12.3547 | 12.3542 | 12.3542 | 12.3542 | 12.3542 | 12.3542 | 16 | 0.1955% | 0.2053% |  | 0.2053% | 11.2902 | 15.9089 | 20.5276 | 0.1811% | 0.2269% | 0.1197% | 0.1456% | 0.1522% | 0.1971% | 0.09502% | 0.1174% | 0.1208% | 0.1512% | 0.2199% | 0.1284% | 0.1123% | 0.2556% | 0.2289% | 0.1864% | 0.2261% | 0.2606% | 0.2845% | 0.303% | 0.3076% | 0.2042% | 0.1554% | 0.2225% | 0.2156% | 0.2658%
17: Community Outreach and Education | 17 | Community Outreach and Education | 0 | 0 | 0 | 0 | 0 | 0 | 0 | 0 | 0 | 0 | 0 | 0 | 0 | 0 | 0 | 0 | 0 | 0 | 0 | 0 | 0 | 0 | 0 | 0 | 0 | 0 | 17 | 0% | 0% |  | 0% | 0 | 0 | 0 | 0% | 0% | 0% | 0% | 0% | 0% | 0% | 0% | 0% | 0% | 0% | 0% | 0% | 0% | 0% | 0% | 0% | 0% | 0% | 0% | 0% | 0% | 0% | 0% | 0% | 0%
18: Other Pre-Construction Costs | 18 | Other Pre-Construction Costs | 87.7011 | 27.2585 | 87.7011 | 27.2585 | 150.2684 | 46.705 | 150.2684 | 46.705 | 55.4345 | 55.4345 | 55.4345 | 55.4345 | 55.4345 | 55.4345 | 55.4345 | 74.3311 | 39.4361 | 19.7181 | 9.859 | 4.9295 | 3.9436 | 55.4345 | 55.4345 | 55.4345 | 55.4345 | 55.4345 | 18 | 0.7728% | 0.8113% |  | 0.8113% | 44.6201 | 62.8738 | 81.1275 | 1.286% | 0.5007% | 0.8498% | 0.3213% | 1.851% | 0.7453% | 1.156% | 0.4439% | 0.5419% | 0.6786% | 0.9869% | 0.5763% | 0.5038% | 1.147% | 1.027% | 1.122% | 0.7219% | 0.4159% | 0.2271% | 0.1209% | 0.09819% | 0.9164% | 0.6974% | 0.9985% | 0.9676% | 1.193%
19: Contingency on Pre-Construction Costs | 19 | Contingency on Pre-Construction Costs | 38.0485 | 38.0485 | 38.0485 | 38.0485 | 38.0485 | 38.0485 | 38.0485 | 38.0485 | 38.0485 | 38.0485 | 38.0485 | 38.0485 | 38.0485 | 38.0485 | 38.0485 | 76.6928 | 49.1376 | 33.5785 | 25.8105 | 21.9233 | 21.1479 | 38.0485 | 38.0485 | 38.0485 | 38.0485 | 38.0485 | 19 | 0.5866% | 0.6158% |  | 0.6158% | 33.8695 | 47.7252 | 61.5808 | 0.5578% | 0.6989% | 0.3687% | 0.4485% | 0.4687% | 0.6072% | 0.2927% | 0.3616% | 0.3719% | 0.4657% | 0.6774% | 0.3956% | 0.3458% | 0.7871% | 0.705% | 1.158% | 0.8994% | 0.7082% | 0.5944% | 0.5377% | 0.5265% | 0.629% | 0.4787% | 0.6854% | 0.6641% | 0.8186%
20: Capitalized Direct Costs | 20 | Capitalized Direct Costs | 4573.6479 | 3825.1161 | 7090.0404 | 6047.0805 | 5220.579 | 4300.3893 | 8756.1998 | 7445.2267 | 7219.7814 | 5684.705 | 4166.5923 | 7142.2727 | 8002.3457 | 3199.8357 | 3619.3543 | 3942.4904 | 3395.3085 | 3036.3283 | 2826.3668 | 2666.3995 | 2623.5583 | 4359.0093 | 5914.5972 | 4250.9707 | 4502.0748 | 3569.1194 | 20 |  |  | 64.61% | 64.61% | 3553.3976 | 5007.0603 | 6460.723
21: Structures and Improvements | 21 | Structures and Improvements | 1195.9983 | 879.7201 | 1665.272 | 1240.8913 | 1445.2923 | 1065.1374 | 2078.7252 | 1551.554 | 1825.5855 | 2042.642 | 1652.4717 | 3868.2782 | 4607.8823 | 556.2604 | 626.9754 | 595.537 | 516.5794 | 460.4309 | 437.5971 | 418.7584 | 413.3177 | 1597.8122 | 1866.5973 | 1423.4967 | 1528.4442 | 1237.2937 | 21 | 19.04% | 19.99% |  | 19.99% | 1099.4599 | 1549.2389 | 1999.0179 | 17.53% | 16.16% | 16.14% | 14.63% | 17.8% | 17% | 15.99% | 14.75% | 17.85% | 25% | 29.42% | 40.22% | 41.88% | 11.51% | 11.62% | 8.988% | 9.456% | 9.711% | 10.08% | 10.27% | 10.29% | 26.41% | 23.48% | 25.64% | 26.68% | 26.62%
22: Reactor System | 22 | Reactor System | 1129.554 | 1034.2172 | 2109.289 | 1998.2015 | 1123.2496 | 1012.5653 | 2656.1383 | 2525.7186 | 1282.5316 | 1444.2923 | 158.8242 | 619.3306 | 649.2038 | 479.4208 | 481.8053 | 861.6398 | 764.6203 | 711.1239 | 673.5054 | 638.0408 | 627.0582 | 415.7406 | 470.964 | 704.6918 | 926.2998 | 452.7455 | 22 | 13.78% | 14.47% |  | 14.47% | 795.8254 | 1121.3903 | 1446.9553 | 16.56% | 19% | 20.44% | 23.55% | 13.84% | 16.16% | 20.43% | 24% | 12.54% | 17.68% | 2.827% | 6.439% | 5.9% | 9.918% | 8.927% | 13% | 14% | 15% | 15.51% | 15.65% | 15.61% | 6.873% | 5.925% | 12.69% | 16.17% | 9.741%
23: Energy Conversion System | 23 | Energy Conversion System | 261.8 | 261.8 | 261.8 | 261.8 | 261.8 | 261.8 | 261.8 | 261.8 | 358.1845 | 453.9204 | 208.045 | 182.7533 | 278.2302 | 154.2702 | 134.666 | 325.148 | 286.5445 | 249.5044 | 217.2591 | 189.1879 | 180.9482 | 64.2941 | 460.1272 | 196.9361 | 173.101 | 160.1642 | 23 | 3.672% | 3.855% |  | 3.855% | 212.0291 | 298.7683 | 385.5075 | 3.838% | 4.809% | 2.537% | 3.086% | 3.225% | 4.178% | 2.014% | 2.488% | 3.501% | 5.556% | 3.704% | 1.9% | 2.529% | 3.191% | 2.495% | 4.907% | 5.245% | 5.262% | 5.004% | 4.641% | 4.505% | 1.063% | 5.789% | 3.547% | 3.021% | 3.446%
24: Electrical Equipment | 24 | Electrical Equipment | 401.9411 | 401.9689 | 626.8084 | 626.8223 | 445.6857 | 445.6619 | 694.9691 | 694.9453 | 260 | 260 | 260 | 990 | 990 | 320 | 320 | 831.2069 | 855.2569 | 855.2569 | 855.2569 | 855.2569 | 855.2569 | 320 | 990 | 260 | 260 | 260 | 24 | 9.01% | 9.458% |  | 9.458% | 520.186 | 732.9894 | 945.7928 | 5.893% | 7.383% | 6.073% | 7.388% | 5.49% | 7.112% | 5.345% | 6.604% | 2.542% | 3.183% | 4.629% | 10.29% | 8.997% | 6.62% | 5.929% | 12.55% | 15.65% | 18.04% | 19.7% | 20.98% | 21.29% | 5.29% | 12.46% | 4.683% | 4.538% | 5.594%
25: Initial Fuel Inventory | 25 | Initial Fuel Inventory | 194.7303 | 194.7303 | 194.7303 | 194.7303 | 194.7303 | 194.7303 | 194.7303 | 194.7303 | 612.3799 | 144.4292 | 69.1909 | 152.2944 | 170.8431 | 160.6565 | 242.4042 | 275.5326 | 205.7692 | 156.1449 | 120.4388 | 93.7425 | 86.6535 | 115.6679 | 273.5946 | 194.7303 | 194.7303 | 194.7303 | 25 | 2.858% | 3% |  | 3% | 165.0039 | 232.5055 | 300.0071 | 2.855% | 3.577% | 1.887% | 2.295% | 2.399% | 3.107% | 1.498% | 1.851% | 5.986% | 1.768% | 1.232% | 1.583% | 1.553% | 3.323% | 4.491% | 4.159% | 3.766% | 3.293% | 2.774% | 2.299% | 2.157% | 1.912% | 3.442% | 3.508% | 3.399% | 4.19%
26: Miscellaneous Equipment | 26 | Miscellaneous Equipment | 194.7303 | 194.7303 | 194.7303 | 194.7303 | 194.7303 | 194.7303 | 194.7303 | 194.7303 | 612.3799 | 144.4292 | 69.1909 | 152.2944 | 170.8431 | 160.6565 | 242.4042 | 275.5326 | 205.7692 | 156.1449 | 120.4388 | 93.7425 | 86.6535 | 115.6679 | 273.5946 | 194.7303 | 194.7303 | 194.7303 | 26 | 2.858% | 3% |  | 3% | 165.0039 | 232.5055 | 300.0071 | 2.855% | 3.577% | 1.887% | 2.295% | 2.399% | 3.107% | 1.498% | 1.851% | 5.986% | 1.768% | 1.232% | 1.583% | 1.553% | 3.323% | 4.491% | 4.159% | 3.766% | 3.293% | 2.774% | 2.299% | 2.157% | 1.912% | 3.442% | 3.508% | 3.399% | 4.19%
27: Material Requiring Special Consideration | 27 | Material Requiring Special Consideration | 0 | 0 | 0 | 0 | 0 | 0 | 0 | 0 | 0 | 0 | 0 | 0 | 0 | 0 | 0 | 0 | 0 | 0 | 0 | 0 | 0 | 0 | 0 | 0 | 0 | 0 | 27 | 0% | 0% |  | 0% | 0 | 0 | 0 | 0% | 0% | 0% | 0% | 0% | 0% | 0% | 0% | 0% | 0% | 0% | 0% | 0% | 0% | 0% | 0% | 0% | 0% | 0% | 0% | 0% | 0% | 0% | 0% | 0% | 0%
28: Simulator | 28 | Simulator | 0.17673 | 0.17673 | 0.17673 | 0.17673 | 0.17673 | 0.17673 | 0.17673 | 0.17673 | 0.17673 | 0.17673 | 0.17673 | 0.17673 | 0.17673 | 0.17673 | 0.17673 | 0.45066 | 0.2391 | 0.11955 | 0.11955 | 0.059774 | 0.071729 | 0.17673 | 0.17673 | 0.17673 | 0.17673 | 0.17673 | 28 | 0.002692% | 0.002826% |  | 0.002826% | 0.15544 | 0.21903 | 0.28263 | 0.002591% | 0.003246% | 0.001712% | 0.002083% | 0.002177% | 0.00282% | 0.001359% | 0.00168% | 0.001728% | 0.002163% | 0.003146% | 0.001837% | 0.001606% | 0.003656% | 0.003274% | 0.006802% | 0.004377% | 0.002521% | 0.002753% | 0.001466% | 0.001786% | 0.002922% | 0.002223% | 0.003183% | 0.003085% | 0.003802%
29: Contingency on Direct Costs | 29 | Contingency on Direct Costs | 742.9889 | 593.5029 | 1201.3272 | 992.7103 | 903.6406 | 719.6502 | 1520.9048 | 1258.7101 | 720.2618 | 720.2618 | 720.2618 | 720.2618 | 720.2618 | 720.2618 | 720.2618 | 501.8711 | 408.8432 | 350.1632 | 316.0096 | 290.1236 | 283.2202 | 720.2618 | 720.2618 | 720.2618 | 720.2618 | 720.2618 | 29 | 10.32% | 10.83% |  | 10.83% | 595.734 | 839.4433 | 1083.1526 | 10.89% | 10.9% | 11.64% | 11.7% | 11.13% | 11.48% | 11.7% | 11.96% | 7.041% | 8.816% | 12.82% | 7.488% | 6.546% | 14.9% | 13.35% | 7.575% | 7.484% | 7.385% | 7.278% | 7.116% | 7.051% | 11.91% | 9.062% | 12.97% | 12.57% | 15.5%
30: Capitalized Indirect Services Cost | 30 | Capitalized Indirect Services Cost | 1564.0685 | 1197.0114 | 2469.9459 | 1986.1061 | 1949.7226 | 1463.375 | 3169.7603 | 2528.9258 | 2428.0758 | 1911.8161 | 889.0389 | 1896.5156 | 2415.6975 | 1076.1328 | 1217.2206 | 1865.5117 | 1474.1265 | 1237.369 | 1108.7573 | 1033.5365 | 1020.5605 | 1126.4176 | 1461.7692 | 656.4913 | 594.9293 | 492.2732 | 30 |  |  | 26.01% | 26.01% | 1430.6604 | 2015.9305 | 2601.2007
31: Factory & Field Indirect Costs | 31 | Factory & Field Indirect Costs | 1468.6578 | 1173.1587 | 2374.5352 | 1962.2534 | 1786.2444 | 1422.5054 | 3006.2821 | 2488.0562 | 0 | 0 | 409.977 | 178.4956 | 364.7145 | 0 | 0 | 766.2207 | 624.1924 | 534.604 | 482.4608 | 442.9399 | 432.4003 | 381.6806 | 0 | 242.4657 | 222.1434 | 183.5827 | 31 | 7.537% | 7.912% |  | 7.912% | 435.1607 | 613.181 | 791.2013 | [8 empty] | 0% | 0% | 7.299% | 1.856% | 3.314% | 0% | 0% | 11.56% | 11.43% | 11.28% | 11.11% | 10.86% | 10.77% | 6.31% | 0% | 4.367% | 3.877% | 3.95%
32: Factory & Construction Supervision | 32 | Factory & Construction Supervision | 0 | 0 | 0 | 0 | 0 | 0 | 0 | 0 | 0 | 0 | 141.368 | 75.8606 | 141.5951 | 0 | 0 | 0 | 0 | 0 | 0 | 0 | 0 | 419.0783 | 0 | 0 | 0 | 0 | 32 | 2.88% | 3.023% |  | 3.023% | 166.2873 | 234.3139 | 302.3405 | 0% | 0% | 0% | 0% | 0% | 0% | 0% | 0% | 0% | 0% | 2.517% | 0.7887% | 1.287% | 0% | 0% | 0% | 0% | 0% | 0% | 0% | 0% | 6.928% | 0% | 0% | 0% | 0%
33: Startup Costs | 33 | Startup Costs | 0 | 0 | 0 | 0 | 0 | 0 | 0 | 0 | 0 | 0 | 0 | 0 | 0 | 0 | 0 | 81.4936 | 59.3667 | 41.9786 | 29.6834 | 20.9893 | 18.7734 | 0 | 0 | 32.2477 | 29.9986 | 31.7298 | 33 | 0.7394% | 0.7762% |  | 0.7762% | 42.6935 | 60.159 | 77.6245 | 0% | 0% | 0% | 0% | 0% | 0% | 0% | 0% | 0% | 0% | 0% | 0% | 0% | 0% | 0% | 1.23% | 1.087% | 0.8854% | 0.6836% | 0.5148% | 0.4674% | 0% | 0% | 0.5809% | 0.5236% | 0.6827%
34: Shipping and Transportation Costs | 34 | Shipping and Transportation Costs | 0 | 0 | 0 | 0 | 0 | 0 | 0 | 0 | 0 | 0 | 0 | 0 | 0 | 0 | 0 | 9.4219 | 4.9987 | 13.8884 | 27.7768 | 55.5536 | 69.442 | 0 | 0 | 0 | 0 | 0 | 34 | 0.7097% | 0.745% |  | 0.745% | 40.9732 | 57.7349 | 74.4966 | 0% | 0% | 0% | 0% | 0% | 0% | 0% | 0% | 0% | 0% | 0% | 0% | 0% | 0% | 0% | 0.1422% | 0.0915% | 0.2929% | 0.6397% | 1.363% | 1.729% | 0% | 0% | 0% | 0% | 0%
35: Engineering Services | 35 | Engineering Services | 95.4108 | 23.8527 | 95.4108 | 23.8527 | 163.4782 | 40.8695 | 163.4782 | 40.8695 | 0 | 0 | 337.6939 | 1012.9625 | 1201.4126 | 0 | 0 | 494.2055 | 381.256 | 315.7558 | 282.494 | 260.1735 | 254.513 | 222.2905 | 0 | 312.7146 | 281.7889 | 219.9155 | 35 | 3.823% | 4.014% |  | 4.014% | 220.7541 | 311.0626 | 401.3711 | 1.399% | 0.4381% | 0.9245% | 0.2811% | 2.014% | 0.6522% | 1.257% | 0.3884% | 0% | 0% | 6.012% |  |  | 0% | 0% | 7.459% | 6.979% | 6.66% | 6.506% | 6.382% | 6.337% | 3.675% | 0% | 5.633% | 4.919% | 4.731%
36: PM/CM Services | 36 | PM/CM Services | 0 | 0 | 0 | 0 | 0 | 0 | 0 | 0 | 0 | 0 | 0 | 629.1969 | 707.9753 | 0 | 0 | 204.8217 | 159.4581 | 127.2288 | 106.179 | 90.883 | 86.912 | 103.3682 | 0 | 69.0632 | 60.9984 | 57.0452 | 36 | 2.813% | 2.953% |  | 2.953% | 162.3973 | 228.8326 | 295.2679 | 0% | 0% | 0% | 0% | 0% | 0% | 0% | 0% | 0% | 0% | 0% | 6.542% | 6.434% | 0% | 0% | 3.091% | 2.919% | 2.683% | 2.445% | 2.229% | 2.164% | 1.709% | 0% | 1.244% | 1.065% | 1.227%
39: Contingency on Indirect Services Cost | 39 | Contingency on Indirect Services Cost | 0 | 0 | 0 | 0 | 0 | 0 | 0 | 0 | 0 | 0 | 0 | 0 | 0 | 0 | 0 | 309.3483 | 244.8546 | 203.9134 | 180.1634 | 162.9971 | 158.5198 | 0 | 1461.7692 | 0 | 0 | 0 | 39 | 6.277% | 6.589% |  | 6.589% | 362.3943 | 510.6465 | 658.8987 | 0% | 0% | 0% | 0% | 0% | 0% | 0% | 0% | 0% | 0% | 0% | 0% | 0% | 0% | 0% | 4.669% | 4.482% | 4.301% | 4.149% | 3.998% | 3.947% | 0% | 18.39% | 0% | 0% | 0%
40: Capitalized Pre-COD Personnel Costs | 40 | Capitalized Pre-COD Personnel Costs | 216.4048 | 216.4048 | 216.4048 | 216.4048 | 216.4048 | 216.4048 | 216.4048 | 216.4048 | 216.4048 | 216.4048 | 216.4048 | 216.4048 | 216.4048 | 216.4048 | 216.4048 | 662.451 | 351.4611 | 232.7741 | 182.6268 | 158.8845 | 154.0328 | 216.4048 | 216.4048 | 189.4532 | 169.7488 | 156.706 | 40
41: Staff Recruitment and Training | 41 | Staff Recruitment and Training | 134.6426 | 134.6426 | 134.6426 | 134.6426 | 134.6426 | 134.6426 | 134.6426 | 134.6426 | 134.6426 | 134.6426 | 134.6426 | 134.6426 | 134.6426 | 134.6426 | 134.6426 | 476.136 | 252.6123 | 167.1441 | 131.1186 | 114.0673 | 110.5783 | 134.6426 | 134.6426 | 107.6909 | 87.9865 | 74.9438 | 41 | [7 empty] | 1.974% | 2.473% | 1.305% | 1.587% | 1.659% | 2.149% | 1.036% | 1.28% | 1.316% | 1.648% | 2.397% | 1.4% | 1.224% | 2.785% | 2.495% | 7.186% | 4.624% | 3.525% | 3.02% | 2.798% | 2.753% | 2.226% | 1.694% | 1.94% | 1.536% | 1.612%
42: Staff Housing | 42 | Staff Housing | 15.1284 | 15.1284 | 15.1284 | 15.1284 | 15.1284 | 15.1284 | 15.1284 | 15.1284 | 15.1284 | 15.1284 | 15.1284 | 15.1284 | 15.1284 | 15.1284 | 15.1284 | 34.4418 | 18.273 | 12.1562 | 9.543 | 8.3041 | 8.0525 | 15.1284 | 15.1284 | 15.1284 | 15.1284 | 15.1284 | 42 | [7 empty] | 0.2218% | 0.2779% | 0.1466% | 0.1783% | 0.1864% | 0.2414% | 0.1164% | 0.1438% | 0.1479% | 0.1852% | 0.2693% | 0.1573% | 0.1375% | 0.313% | 0.2803% | 0.5198% | 0.3345% | 0.2564% | 0.2198% | 0.2037% | 0.2005% | 0.2501% | 0.1903% | 0.2725% | 0.2641% | 0.3255%
49: Contingency on Training Costs | 49 | Contingency on Training Costs | 66.6339 | 66.6339 | 66.6339 | 66.6339 | 66.6339 | 66.6339 | 66.6339 | 66.6339 | 66.6339 | 66.6339 | 66.6339 | 66.6339 | 66.6339 | 66.6339 | 66.6339 | 151.8732 | 80.5758 | 53.4738 | 41.9652 | 36.5131 | 35.402 | 66.6339 | 66.6339 | 66.6339 | 66.6339 | 66.6339 | 49 | [7 empty] | 0.9769% | 1.224% | 0.6457% | 0.7854% | 0.8208% | 1.063% | 0.5125% | 0.6333% | 0.6514% | 0.8156% | 1.186% | 0.6928% | 0.6056% | 1.378% | 1.235% | 2.292% | 1.475% | 1.128% | 0.9665% | 0.8956% | 0.8814% | 1.102% | 0.8383% | 1.2% | 1.163% | 1.434%
50: Capitalized Supplementary Costs | 50 | Capitalized Supplementary Costs | 234.6491 | 228.4823 | 250.3266 | 242.1014 | 240.46 | 232.1659 | 262.3356 | 251.2315 | 256.2708 | 247.0398 | 235.6058 | 253.53 | 259.7366 | 232.0973 | 234.62 | 357.486 | 298.9102 | 266.0696 | 252.0921 | 245.3895 | 245.4831 | 237.5399 | 246.0491 | 323.5227 | 311.9332 | 268.5608 | 50 |  |  | 4.294% | 4.294% | 236.1542 | 332.7627 | 429.3712
51: Taxes | 51 | Taxes | 0.029747 | 0.029747 | 0.029747 | 0.029747 | 0.029747 | 0.029747 | 0.029747 | 0.029747 | 0.029747 | 0.029747 | 0.029747 | 0.029747 | 0.029747 | 0.029747 | 0.029747 | 10.9162 | 10.9191 | 10.9191 | 10.9191 | 10.9191 | 10.9191 | 0.029747 | 0.029747 | 0.029747 | 0.029747 | 0.029747 | 51 | 0.05364% | 0.05631% |  | 0% | 0 | 0 | 0 | 0.0004361% | 0.0005464% | 0.0002882% | 0.0003506% | 0.0003664% | 0.0004747% | 0.0002288% | 0.0002827% | 0.0002908% | 0.0003641% | 0.0005296% | 0.0003093% | 0.0002703% | 0.0006154% | 0.0005512% | 0.1648% | 0.1999% | 0.2303% | 0.2515% | 0.2678% | 0.2719% | 0.0004918% | 0.0003743% | 0.0005358% | 0.0005192% | 0.00064%
52: Insurance | 52 | Insurance | 31.5257 | 25.3589 | 47.2032 | 38.978 | 37.3366 | 29.0425 | 59.2122 | 48.108 | 46.7986 | 37.5676 | 26.1336 | 44.0578 | 50.2644 | 22.6251 | 25.1478 | 53.8739 | 42.6564 | 35.6743 | 31.6926 | 28.845 | 28.1073 | 28.0677 | 36.5769 | 114.0505 | 102.461 | 59.0886 | 52 | 0.6705% | 0.7039% |  | 0% | 0 | 0 | 0 | 0.4622% | 0.4658% | 0.4574% | 0.4594% | 0.4599% | 0.4635% | 0.4554% | 0.4572% | 0.4575% | 0.4599% | 0.4652% | 0.4581% | 0.4568% | 0.468% | 0.4659% | 0.8131% | 0.7808% | 0.7524% | 0.7299% | 0.7075% | 0.6998% | 0.464% | 0.4602% | 2.054% | 1.788% | 1.271%
53: Spent Fuel Storage | 53 | Spent Fuel Storage | 0 | 0 | 0 | 0 | 0 | 0 | 0 | 0 | 0 | 0 | 0 | 0 | 0 | 0 | 0 | 0 | 0 | 0 | 0 | 0 | 0 | 0 | 0 | 0 | 0 | 0 | 53 | 0% | 0% |  | 0% | 0 | 0 | 0 | 0% | 0% | 0% | 0% | 0% | 0% | 0% | 0% | 0% | 0% | 0% | 0% | 0% | 0% | 0% | 0% | 0% | 0% | 0% | 0% | 0% | 0% | 0% | 0% | 0% | 0%
54: Decommissioning | 54 | Decommissioning | 3.6512 | 3.6512 | 3.6512 | 3.6512 | 3.6512 | 3.6512 | 3.6512 | 3.6512 | 10 | 10 | 10 | 10 | 10 | 10 | 10 | 85.6311 | 45.4313 | 24.044 | 14.3466 | 7.201 | 5.7608 | 10 | 10 | 10 | 10 | 10 | 54 | 0.2113% | 0.2218% |  | 0.2218% | 12.1975 | 17.1874 | 22.1773 | 0.05353% | 0.06707% | 0.03538% | 0.04304% | 0.04498% | 0.05827% | 0.02808% | 0.0347% | 0.09775% | 0.1224% | 0.178% | 0.104% | 0.09088% | 0.2069% | 0.1853% | 1.292% | 0.8316% | 0.5071% | 0.3304% | 0.1766% | 0.1434% | 0.1653% | 0.1258% | 0.1801% | 0.1745% | 0.2151%
55: Other Owners' Costs | 55 | Other Owners' Costs | 0 | 0 | 0 | 0 | 0 | 0 | 0 | 0 | 0 | 0 | 0 | 0 | 0 | 0 | 0 | 0 | 0 | 0 | 0 | 0 | 0 | 0 | 0 | 0 | 0 | 0 | 55 | 0% | 0% |  | 0% | 0 | 0 | 0 | 0% | 0% | 0% | 0% | 0% | 0% | 0% | 0% | 0% | 0% | 0% | 0% | 0% | 0% | 0% | 0% | 0% | 0% | 0% | 0% | 0% | 0% | 0% | 0% | 0% | 0%
56: Fees | 56 | Fees | 0 | 0 | 0 | 0 | 0 | 0 | 0 | 0 | 0 | 0 | 0 | 0 | 0 | 0 | 0 | 0 | 0 | 0 | 0 | 0 | 0 | 0 | 0 | 0 | 0 | 0 | 56 | 0% | 0% |  | 0% | 0 | 0 | 0 | 0% | 0% | 0% | 0% | 0% | 0% | 0% | 0% | 0% | 0% | 0% | 0% | 0% | 0% | 0% | 0% | 0% | 0% | 0% | 0% | 0% | 0% | 0% | 0% | 0% | 0%
57: Management Reserve | 57 | Management Reserve | 0 | 0 | 0 | 0 | 0 | 0 | 0 | 0 | 0 | 0 | 0 | 0 | 0 | 0 | 0 | 0 | 0 | 0 | 0 | 0 | 0 | 0 | 0 | 0 | 0 | 0 | 57 | 0% | 0% |  | 0% | 0 | 0 | 0 | 0% | 0% | 0% | 0% | 0% | 0% | 0% | 0% | 0% | 0% | 0% | 0% | 0% | 0% | 0% | 0% | 0% | 0% | 0% | 0% | 0% | 0% | 0% | 0% | 0% | 0%
59: Supplementary Contingencies | 59 | Supplementary Contingencies | 199.4425 | 199.4425 | 199.4425 | 199.4425 | 199.4425 | 199.4425 | 199.4425 | 199.4425 | 199.4425 | 199.4425 | 199.4425 | 199.4425 | 199.4425 | 199.4425 | 199.4425 | 207.0648 | 199.9034 | 195.4322 | 195.1338 | 198.4244 | 200.696 | 199.4425 | 199.4425 | 199.4425 | 199.4425 | 199.4425 | 59 | 3.155% | 3.312% |  | 3.312% | 182.1451 | 256.659 | 331.1729 | 2.924% | 3.663% | 1.933% | 2.351% | 2.457% | 3.183% | 1.534% | 1.895% | 1.95% | 2.441% | 3.551% | 2.074% | 1.812% | 4.126% | 3.695% | 3.125% | 3.659% | 4.122% | 4.494% | 4.867% | 4.997% | 3.297% | 2.509% | 3.592% | 3.481% | 4.291%
|  |  | 6820.8238 | 5444.2608 | 10320.399 | 8484.3459 | 8117.9439 | 6266.5219 | 13001.0721 | 10522.3742 | 10230.0829 | 8169.5159 | 5617.1919 | 9618.2733 | 11003.7348 | 4834.0207 | 5397.1499 | 6625.6452 | 5463.1711 | 4741.2381 | 4342.0792 | 4076.8654 | 4016.4893 | 6048.9217 | 7948.3704 | 5551.6499 | 5729.095 | 4647.9886 | OCC | 100% | [6 empty] | 100% | 100% | 100% | 100% | 100% | 100% | 100% | 100% | 100% | 100% | 100% | 100% | 100% | 100% | 100% | 100% | 100% | 100% | 100% | 100% | 100% | 100% | 100% | 100% | 100% | 100%
[29 empty] | Total | 100%
[29 empty] | 10: Capitalized Pre-Construction Costs | 7.029%
[29 empty] | 20: Capitalized Direct Costs | 65.55%
[29 empty] | 30: Capitalized Indirect Services Cost | 21.48%
[29 empty] | 50: Capitalized Supplementary Costs | 5.936%
|  |  | LARGE REACTOR DATA | [30 empty] | Overnight Captial Cost Groupings
[30 empty] | 95.07% | 100% |  |  | 5250 | 5750 | 7750
| All | Account Title | AP1000 | AP1000 | PWR12-ME | PWR12-BE | Improved PWR 06-BE | Improved PWR 12-BE | Advanced PWR 6-BE | AHTR - 9% initial enrichment | MHTGR NOAK PLANT | [17 empty] | All | AVERAGE | Renormalized | L1 Sums | Combined | Advanced | Moderate | Conservative
10: Capitalized Pre-Construction Costs | 10 | Capitalized Pre-Construction Costs | 325.9549 | 325.9549 | 346.9446 | 337.8864 | 341.5107 | 336.0813 | 339.6383 | 328.7372 | 327.4895 | [17 empty] | 10 |  |  | 7.029% | 7.029% | 369.0447 | 404.1919 | 544.7803
11: Land and Land Rights | 11 | Land and Land Rights | 2.376 | 2.376 | 2.376 | 2.376 | 2.376 | 2.376 | 2.376 | 5.1582 | 2.376 | [17 empty] | 11 | 0.0537% | 0.05648% |  | 0.05648% | 2.9653 | 3.2477 | 4.3774 | 0.03029% | 0.04456% | 0.02934% | 0.04395% | 0.04199% | 0.05522% | 0.04353% | 0.1015% | 0.09292%
12: Site Permits | 12 | Site Permits | 10.03 | 10.03 | 31.0197 | 21.9615 | 25.5858 | 20.1564 | 23.7133 | 10.03 | 11.5646 | [17 empty] | 12 | 0.3455% | 0.3635% |  | 0.3635% | 19.0817 | 20.899 | 28.1682 | 0.1279% | 0.1881% | 0.3831% | 0.4062% | 0.4522% | 0.4685% | 0.4344% | 0.1973% | 0.4523%
13: Plant Licensing | 13 | Plant Licensing | 164.5785 | 164.5785 | 164.5785 | 164.5785 | 164.5785 | 164.5785 | 164.5785 | 164.5785 | 164.5785 | [17 empty] | 13 | 3.298% | 3.469% |  | 3.469% | 182.1354 | 199.4817 | 268.8666 | 2.098% | 3.087% | 2.032% | 3.044% | 2.908% | 3.825% | 3.015% | 3.238% | 6.436%
14: Plant Permits | 14 | Plant Permits | 17.7637 | 17.7637 | 17.7637 | 17.7637 | 17.7637 | 17.7637 | 17.7637 | 17.7637 | 17.7637 | [17 empty] | 14 | 0.356% | 0.3745% |  | 0.3745% | 19.6587 | 21.5309 | 29.02 | 0.2264% | 0.3332% | 0.2194% | 0.3286% | 0.3139% | 0.4129% | 0.3254% | 0.3495% | 0.6947%
15: Plant Studies | 15 | Plant Studies | 25.3696 | 25.3696 | 25.3696 | 25.3696 | 25.3696 | 25.3696 | 25.3696 | 25.3696 | 25.3696 | [17 empty] | 15 | 0.5084% | 0.5348% |  | 0.5348% | 28.076 | 30.7499 | 41.4455 | 0.3234% | 0.4758% | 0.3133% | 0.4693% | 0.4483% | 0.5896% | 0.4647% | 0.4992% | 0.9921%
16: Plant Reports | 16 | Plant Reports | 12.3542 | 12.3542 | 12.3542 | 12.3542 | 12.3542 | 12.3542 | 12.3542 | 12.3542 | 12.3542 | [17 empty] | 16 | 0.2476% | 0.2604% |  | 0.2604% | 13.6721 | 14.9742 | 20.1826 | 0.1575% | 0.2317% | 0.1526% | 0.2285% | 0.2183% | 0.2871% | 0.2263% | 0.2431% | 0.4831%
17: Community Outreach and Education | 17 | Community Outreach and Education | 0 | 0 | 0 | 0 | 0 | 0 | 0 | 0 | 0 | [17 empty] | 17 | 0% | 0% |  | 0% | 0 | 0 | 0 | 0% | 0% | 0% | 0% | 0% | 0% | 0% | 0% | 0%
18: Other Pre-Construction Costs | 18 | Other Pre-Construction Costs | 55.4345 | 55.4345 | 55.4345 | 55.4345 | 55.4345 | 55.4345 | 55.4345 | 55.4345 | 55.4345 | [17 empty] | 18 | 1.111% | 1.169% |  | 1.169% | 61.3482 | 67.1909 | 90.5616 | 0.7067% | 1.04% | 0.6846% | 1.025% | 0.9797% | 1.288% | 1.016% | 1.091% | 2.168%
19: Contingency on Pre-Construction Costs | 19 | Contingency on Pre-Construction Costs | 38.0485 | 38.0485 | 38.0485 | 38.0485 | 38.0485 | 38.0485 | 38.0485 | 38.0485 | 38.0485 | [17 empty] | 19 | 0.7625% | 0.802% |  | 0.802% | 42.1074 | 46.1176 | 62.1585 | 0.485% | 0.7136% | 0.4699% | 0.7038% | 0.6724% | 0.8843% | 0.697% | 0.7486% | 1.488%
20: Capitalized Direct Costs | 20 | Capitalized Direct Costs | 5442.6416 | 3570.8387 | 4351.7522 | 3563.6987 | 4085.2538 | 2934.1221 | 3874.3145 | 3363.4481 | 1833.157 | [17 empty] | 20 |  |  | 65.55% | 65.55% | 3441.4418 | 3769.1982 | 5080.2237
21: Structures and Improvements | 21 | Structures and Improvements | 1484.7325 | 855.0211 | 1033.8793 | 845.3344 | 1108.7295 | 324.841 | 980.1571 | 821.9636 | 350.0538 | [17 empty] | 21 | 15.37% | 16.17% |  | 16.17% | 848.7479 | 929.5811 | 1252.9136 | 18.93% | 16.04% | 12.77% | 15.64% | 19.59% | 7.55% | 17.96% | 16.17% | 13.69%
22: Reactor System | 22 | Reactor System | 999.4503 | 571.9398 | 918.837 | 773.6673 | 795.1368 | 730.5269 | 779.4483 | 523.1505 | 218.661 | [17 empty] | 22 | 12.59% | 13.24% |  | 13.24% | 695.0522 | 761.2476 | 1026.0294 | 12.74% | 10.73% | 11.35% | 14.31% | 14.05% | 16.98% | 14.28% | 10.29% | 8.551%
23: Energy Conversion System | 23 | Energy Conversion System | 311.9671 | 179.0922 | 332.603 | 226.8448 | 258.3024 | 173.6196 | 166.1338 | 172.8064 | 74.9868 | [17 empty] | 23 | 3.735% | 3.929% |  | 3.929% | 206.2542 | 225.8975 | 304.4706 | 3.977% | 3.359% | 4.107% | 4.196% | 4.565% | 4.035% | 3.043% | 3.4% | 2.933%
24: Electrical Equipment | 24 | Electrical Equipment | 320 | 320 | 320 | 320 | 320 | 320 | 320 | 260 | 260 | [17 empty] | 24 | 6.021% | 6.333% |  | 6.333% | 332.4962 | 364.1625 | 490.8277 | 4.079% | 6.001% | 3.952% | 5.919% | 5.655% | 7.437% | 5.862% | 5.116% | 10.17%
25: Initial Fuel Inventory | 25 | Initial Fuel Inventory | 115.5434 | 63.5489 | 197.0913 | 130.2721 | 162.9733 | 124.46 | 165.7098 | 113.6315 | 18.8187 | [17 empty] | 25 | 2.143% | 2.254% |  | 2.254% | 118.3497 | 129.6211 | 174.7067 | 1.473% | 1.192% | 2.434% | 2.41% | 2.88% | 2.893% | 3.036% | 2.236% | 0.736%
26: Miscellaneous Equipment | 26 | Miscellaneous Equipment | 115.5434 | 63.5489 | 197.0913 | 130.2721 | 162.9733 | 124.46 | 165.7098 | 113.6315 | 18.8187 | [17 empty] | 26 | 2.143% | 2.254% |  | 2.254% | 118.3497 | 129.6211 | 174.7067 | 1.473% | 1.192% | 2.434% | 2.41% | 2.88% | 2.893% | 3.036% | 2.236% | 0.736%
27: Material Requiring Special Consideration | 27 | Material Requiring Special Consideration | 0 | 0 | 0 | 0 | 0 | 0 | 0 | 299.0219 | 0 | [17 empty] | 27 | 5.884% | 6.189% |  | 6.189% | 324.8984 | 355.8411 | 479.6119 | 0% | 0% | 0% | 0% | 0% | 0% | 0% | 5.884% | 0%
28: Simulator | 28 | Simulator | 0.17673 | 0.17673 | 0.17673 | 0.17673 | 0.17673 | 0.17673 | 0.17673 | 0.17673 | 0.17673 | [17 empty] | 28 | 0.003542% | 0.003725% |  | 0.003725% | 0.19558 | 0.21421 | 0.28871 | 0.002253% | 0.003314% | 0.002182% | 0.003269% | 0.003123% | 0.004107% | 0.003237% | 0.003477% | 0.006911%
29: Contingency on Direct Costs | 29 | Contingency on Direct Costs | 720.2618 | 720.2618 | 720.2618 | 720.2618 | 720.2618 | 720.2618 | 720.2618 | 720.2618 | 720.2618 | [17 empty] | 29 | 14.43% | 15.18% |  | 15.18% | 797.098 | 873.0121 | 1176.6685 | 9.182% | 13.51% | 8.894% | 13.32% | 12.73% | 16.74% | 13.19% | 14.17% | 28.17%
30: Capitalized Indirect Services Cost | 30 | Capitalized Indirect Services Cost | 1830.4081 | 1200.9044 | 2966.4256 | 1174.407 | 902.5091 | 726.6234 | 925.8285 | 1156.9774 | 180.2208 | [17 empty] | 30 |  |  | 21.48% | 21.48% | 1127.8817 | 1235.299 | 1664.9682
31: Factory & Field Indirect Costs | 31 | Factory & Field Indirect Costs | 0 | 0 | 730.2839 | 403.1365 | 394.0856 | 330.4401 | 320.9519 | 501.8663 | 56.7607 | [17 empty] | 31 | 7.013% | 7.377% |  | 7.377% | 387.2914 | 424.1763 | 571.7158 | 0% | 0% | 9.018% | 7.457% | 6.964% | 7.68% | 5.88% | 9.875% | 2.22%
32: Factory & Construction Supervision | 32 | Factory & Construction Supervision | 0 | 0 | 912.2649 | 194.1145 | 171.5898 | 137.1683 | 309.3753 | 167.3413 | 0 | [17 empty] | 32 | 5.006% | 5.266% |  | 5.266% | 276.4454 | 302.7735 | 408.086 | 0% | 0% | 11.27% | 3.591% | 3.032% | 3.188% | 5.667% | 3.293% | 0%
33: Startup Costs | 33 | Startup Costs | 0 | 0 | 43.1103 | 27.4405 | 23.4333 | 18.7872 | 17.4053 | 23.6557 | 4.6604 | [17 empty] | 33 | 0.4082% | 0.4293% |  | 0.4293% | 22.5405 | 24.6872 | 33.2741 | 0% | 0% | 0.5324% | 0.5076% | 0.4141% | 0.4367% | 0.3188% | 0.4654% | 0.1823%
34: Shipping and Transportation Costs | 34 | Shipping and Transportation Costs | 0 | 0 | 0 | 0 | 0 | 0 | 0 | 0 | 0 | [17 empty] | 34 | 0% | 0% |  | 0% | 0 | 0 | 0 | 0% | 0% | 0% | 0% | 0% | 0% | 0% | 0% | 0%
35: Engineering Services | 35 | Engineering Services | 0 | 0 | 1170.0816 | 506.7805 | 282.6336 | 216.0971 | 254.6816 | 421.7408 | 76.5774 | [17 empty] | 35 | 7.114% | 7.483% |  | 7.483% | 392.8558 | 430.2707 | 579.93 | 0% | 0% | 14.45% | 9.374% | 4.995% | 5.023% | 4.666% | 8.298% | 2.995%
36: PM/CM Services | 36 | PM/CM Services | 0 | 0 | 110.6849 | 42.935 | 30.7667 | 24.1307 | 23.4144 | 42.3733 | 42.2223 | [17 empty] | 36 | 0.8828% | 0.9285% |  | 0.9285% | 48.7486 | 53.3913 | 71.9622 | 0% | 0% | 1.367% | 0.7942% | 0.5437% | 0.5608% | 0.4289% | 0.8337% | 1.651%
39: Contingency on Indirect Services Cost | 39 | Contingency on Indirect Services Cost | 0 | 0 | 0 | 0 | 0 | 0 | 0 | 0 | 0 | [17 empty] | 39 | 0% | 0% |  | 0% | 0 | 0 | 0 | 0% | 0% | 0% | 0% | 0% | 0% | 0% | 0% | 0%
40: Capitalized Pre-COD Personnel Costs | 40 | Capitalized Pre-COD Personnel Costs | 216.4048 | 216.4048 | 216.4048 | 216.4048 | 216.4048 | 216.4048 | 216.4048 | 216.4048 | 104.9805 | [17 empty] | 40
41: Staff Recruitment and Training | 41 | Staff Recruitment and Training | 134.6426 | 134.6426 | 134.6426 | 134.6426 | 134.6426 | 134.6426 | 134.6426 | 134.6426 | 23.2182 | [17 empty] | 41 | [7 empty] | 1.716% | 2.525% | 1.663% | 2.491% | 2.379% | 3.129% | 2.467% | 2.649% | 0.908%
42: Staff Housing | 42 | Staff Housing | 15.1284 | 15.1284 | 15.1284 | 15.1284 | 15.1284 | 15.1284 | 15.1284 | 15.1284 | 15.1284 | [17 empty] | 42 | [7 empty] | 0.1929% | 0.2837% | 0.1868% | 0.2798% | 0.2674% | 0.3516% | 0.2771% | 0.2977% | 0.5916%
49: Contingency on Training Costs | 49 | Contingency on Training Costs | 66.6339 | 66.6339 | 66.6339 | 66.6339 | 66.6339 | 66.6339 | 66.6339 | 66.6339 | 66.6339 | [17 empty] | 49 | [7 empty] | 0.8494% | 1.25% | 0.8228% | 1.233% | 1.178% | 1.549% | 1.221% | 1.311% | 2.606%
50: Capitalized Supplementary Costs | 50 | Capitalized Supplementary Costs | 245.5842 | 234.3283 | 432.8269 | 330.1816 | 329.2683 | 305.7203 | 319.006 | 233.2099 | 216.1903 | [17 empty] | 50 |  |  | 5.936% | 5.936% | 311.6317 | 341.3109 | 460.0278
51: Taxes | 51 | Taxes | 0.029747 | 0.029747 | 0.029747 | 0.029747 | 0.029747 | 0.029747 | 0.029747 | 0.029747 | 0.029747 | [17 empty] | 51 | 0.0005961% | 0.0006271% |  | 0.0006271% | 0.03292 | 0.036056 | 0.048597 | 0.0003792% | 0.0005579% | 0.0003673% | 0.0005502% | 0.0005257% | 0.0006914% | 0.0005449% | 0.0005853% | 0.001163%
52: Insurance | 52 | Insurance | 36.112 | 24.8561 | 223.3547 | 120.7094 | 119.7961 | 96.2481 | 109.5338 | 23.7377 | 15.3979 | [17 empty] | 52 | 1.483% | 1.56% |  | 1.56% | 81.8962 | 89.6958 | 120.8944 | 0.4603% | 0.4662% | 2.758% | 2.233% | 2.117% | 2.237% | 2.007% | 0.4671% | 0.6022%
53: Spent Fuel Storage | 53 | Spent Fuel Storage | 0 | 0 | 0 | 0 | 0 | 0 | 0 | 0 | 0 | [17 empty] | 53 | 0% | 0% |  | 0% | 0 | 0 | 0 | 0% | 0% | 0% | 0% | 0% | 0% | 0% | 0% | 0%
54: Decommissioning | 54 | Decommissioning | 10 | 10 | 10 | 10 | 10 | 10 | 10 | 10 | 1.3202 | [17 empty] | 54 | 0.1627% | 0.1711% |  | 0.1711% | 8.984 | 9.8396 | 13.2621 | 0.1275% | 0.1875% | 0.1235% | 0.185% | 0.1767% | 0.2324% | 0.1832% | 0.1968% | 0.05163%
55: Other Owners' Costs | 55 | Other Owners' Costs | 0 | 0 | 0 | 0 | 0 | 0 | 0 | 0 | 0 | [17 empty] | 55 | 0% | 0% |  | 0% | 0 | 0 | 0 | 0% | 0% | 0% | 0% | 0% | 0% | 0% | 0% | 0%
56: Fees | 56 | Fees | 0 | 0 | 0 | 0 | 0 | 0 | 0 | 0 | 0 | [17 empty] | 56 | 0% | 0% |  | 0% | 0 | 0 | 0 | 0% | 0% | 0% | 0% | 0% | 0% | 0% | 0% | 0%
57: Management Reserve | 57 | Management Reserve | 0 | 0 | 0 | 0 | 0 | 0 | 0 | 0 | 0 | [17 empty] | 57 | 0% | 0% |  | 0% | 0 | 0 | 0 | 0% | 0% | 0% | 0% | 0% | 0% | 0% | 0% | 0%
59: Supplementary Contingencies | 59 | Supplementary Contingencies | 199.4425 | 199.4425 | 199.4425 | 199.4425 | 199.4425 | 199.4425 | 199.4425 | 199.4425 | 199.4425 | [17 empty] | 59 | 3.997% | 4.204% |  | 4.204% | 220.7186 | 241.7394 | 325.8227 | 2.542% | 3.74% | 2.463% | 3.689% | 3.525% | 4.635% | 3.654% | 3.924% | 7.8%
|  |  | 7844.5888 | 5332.0263 | 8097.9494 | 5406.1737 | 5658.5418 | 4302.5471 | 5458.7873 | 5082.3725 | 2557.0576 | [17 empty] | OCC | 100% | [6 empty] | 100% | 100% | 100% | 100% | 100% | 100% | 100% | 100% | 100%
Note on AF26: [Threaded comment] Your version of Excel allows you to read this threaded comment; however, any edits to it will get removed if the file is opened in a newer version of Excel. Learn more: https://go.microsoft.com/fwlink/?linkid=870924 Comment: Forced to zero to avoid error
Note on D30: [Threaded comment] Your version of Excel allows you to read this threaded comment; however, any edits to it will get removed if the file is opened in a newer version of Excel. Learn more: https://go.microsoft.com/fwlink/?linkid=870924 Comment: Removed as outlier due to cost data likely being grouped incorrectly in this sub account (level 1 account is likely still accurate though)
Note on E30: [Threaded comment] Your version of Excel allows you to read this threaded comment; however, any edits to it will get removed if the file is opened in a newer version of Excel. Learn more: https://go.microsoft.com/fwlink/?linkid=870924 Comment: Removed as outlier due to cost data likely being grouped incorrectly in this sub account (level 1 account is likely still accurate though)
Note on F30: [Threaded comment] Your version of Excel allows you to read this threaded comment; however, any edits to it will get removed if the file is opened in a newer version of Excel. Learn more: https://go.microsoft.com/fwlink/?linkid=870924 Comment: Removed as outlier due to cost data likely being grouped incorrectly in this sub account (level 1 account is likely still accurate though)
Note on G30: [Threaded comment] Your version of Excel allows you to read this threaded comment; however, any edits to it will get removed if the file is opened in a newer version of Excel. Learn more: https://go.microsoft.com/fwlink/?linkid=870924 Comment: Removed as outlier due to cost data likely being grouped incorrectly in this sub account (level 1 account is likely still accurate though)
Note on H30: [Threaded comment] Your version of Excel allows you to read this threaded comment; however, any edits to it will get removed if the file is opened in a newer version of Excel. Learn more: https://go.microsoft.com/fwlink/?linkid=870924 Comment: Removed as outlier due to cost data likely being grouped incorrectly in this sub account (level 1 account is likely still accurate though)
Note on I30: [Threaded comment] Your version of Excel allows you to read this threaded comment; however, any edits to it will get removed if the file is opened in a newer version of Excel. Learn more: https://go.microsoft.com/fwlink/?linkid=870924 Comment: Removed as outlier due to cost data likely being grouped incorrectly in this sub account (level 1 account is likely still accurate though)
Note on J30: [Threaded comment] Your version of Excel allows you to read this threaded comment; however, any edits to it will get removed if the file is opened in a newer version of Excel. Learn more: https://go.microsoft.com/fwlink/?linkid=870924 Comment: Removed as outlier due to cost data likely being grouped incorrectly in this sub account (level 1 account is likely still accurate though)
Note on K30: [Threaded comment] Your version of Excel allows you to read this threaded comment; however, any edits to it will get removed if the file is opened in a newer version of Excel. Learn more: https://go.microsoft.com/fwlink/?linkid=870924 Comment: Removed as outlier due to cost data likely being grouped incorrectly in this sub account (level 1 account is likely still accurate though)
Note on AN30: [Threaded comment] Your version of Excel allows you to read this threaded comment; however, any edits to it will get removed if the file is opened in a newer version of Excel. Learn more: https://go.microsoft.com/fwlink/?linkid=870924 Comment: Removed as outlier due to cost data likely being grouped incorrectly in this sub account (level 1 account is likely still accurate though)
Note on AO30: [Threaded comment] Your version of Excel allows you to read this threaded comment; however, any edits to it will get removed if the file is opened in a newer version of Excel. Learn more: https://go.microsoft.com/fwlink/?linkid=870924 Comment: Removed as outlier due to cost data likely being grouped incorrectly in this sub account (level 1 account is likely still accurate though)
Note on AP30: [Threaded comment] Your version of Excel allows you to read this threaded comment; however, any edits to it will get removed if the file is opened in a newer version of Excel. Learn more: https://go.microsoft.com/fwlink/?linkid=870924 Comment: Removed as outlier due to cost data likely being grouped incorrectly in this sub account (level 1 account is likely still accurate though)
Note on AQ30: [Threaded comment] Your version of Excel allows you to read this threaded comment; however, any edits to it will get removed if the file is opened in a newer version of Excel. Learn more: https://go.microsoft.com/fwlink/?linkid=870924 Comment: Removed as outlier due to cost data likely being grouped incorrectly in this sub account (level 1 account is likely still accurate though)
Note on AR30: [Threaded comment] Your version of Excel allows you to read this threaded comment; however, any edits to it will get removed if the file is opened in a newer version of Excel. Learn more: https://go.microsoft.com/fwlink/?linkid=870924 Comment: Removed as outlier due to cost data likely being grouped incorrectly in this sub account (level 1 account is likely still accurate though)
Note on AS30: [Threaded comment] Your version of Excel allows you to read this threaded comment; however, any edits to it will get removed if the file is opened in a newer version of Excel. Learn more: https://go.microsoft.com/fwlink/?linkid=870924 Comment: Removed as outlier due to cost data likely being grouped incorrectly in this sub account (level 1 account is likely still accurate though)
Note on AT30: [Threaded comment] Your version of Excel allows you to read this threaded comment; however, any edits to it will get removed if the file is opened in a newer version of Excel. Learn more: https://go.microsoft.com/fwlink/?linkid=870924 Comment: Removed as outlier due to cost data likely being grouped incorrectly in this sub account (level 1 account is likely still accurate though)
Note on AU30: [Threaded comment] Your version of Excel allows you to read this threaded comment; however, any edits to it will get removed if the file is opened in a newer version of Excel. Learn more: https://go.microsoft.com/fwlink/?linkid=870924 Comment: Removed as outlier due to cost data likely being grouped incorrectly in this sub account (level 1 account is likely still accurate though)
Note on O34: [Threaded comment] Your version of Excel allows you to read this threaded comment; however, any edits to it will get removed if the file is opened in a newer version of Excel. Learn more: https://go.microsoft.com/fwlink/?linkid=870924 Comment: Removed as outlier due to cost data likely being grouped incorrectly in this sub account (level 1 account is likely still accurate though)
Note on P34: [Threaded comment] Your version of Excel allows you to read this threaded comment; however, any edits to it will get removed if the file is opened in a newer version of Excel. Learn more: https://go.microsoft.com/fwlink/?linkid=870924 Comment: Removed as outlier due to cost data likely being grouped incorrectly in this sub account (level 1 account is likely still accurate though)
Note on AY34: [Threaded comment] Your version of Excel allows you to read this threaded comment; however, any edits to it will get removed if the file is opened in a newer version of Excel. Learn more: https://go.microsoft.com/fwlink/?linkid=870924 Comment: Removed as outlier due to cost data likely being grouped incorrectly in this sub account (level 1 account is likely still accurate though)
Note on AZ34: [Threaded comment] Your version of Excel allows you to read this threaded comment; however, any edits to it will get removed if the file is opened in a newer version of Excel. Learn more: https://go.microsoft.com/fwlink/?linkid=870924 Comment: Removed as outlier due to cost data likely being grouped incorrectly in this sub account (level 1 account is likely still accurate though)
Note on AF44: [Threaded comment] Your version of Excel allows you to read this threaded comment; however, any edits to it will get removed if the file is opened in a newer version of Excel. Learn more: https://go.microsoft.com/fwlink/?linkid=870924 Comment: Forced to zero to avoid error
Note on AF46: [Threaded comment] Your version of Excel allows you to read this threaded comment; however, any edits to it will get removed if the file is opened in a newer version of Excel. Learn more: https://go.microsoft.com/fwlink/?linkid=870924 Comment: Forced to zero to avoid error
Note on AF47: [Threaded comment] Your version of Excel allows you to read this threaded comment; however, any edits to it will get removed if the file is opened in a newer version of Excel. Learn more: https://go.microsoft.com/fwlink/?linkid=870924 Comment: Forced to zero to avoid error
Note on AF48: [Threaded comment] Your version of Excel allows you to read this threaded comment; however, any edits to it will get removed if the file is opened in a newer version of Excel. Learn more: https://go.microsoft.com/fwlink/?linkid=870924 Comment: Forced to zero to avoid error
Note on AF88: [Threaded comment] Your version of Excel allows you to read this threaded comment; however, any edits to it will get removed if the file is opened in a newer version of Excel. Learn more: https://go.microsoft.com/fwlink/?linkid=870924 Comment: Forced to zero to avoid error
Note on AF91: [Threaded comment] Your version of Excel allows you to read this threaded comment; however, any edits to it will get removed if the file is opened in a newer version of Excel. Learn more: https://go.microsoft.com/fwlink/?linkid=870924 Comment: Forced to zero to avoid error
Note on AF99: [Threaded comment] Your version of Excel allows you to read this threaded comment; however, any edits to it will get removed if the file is opened in a newer version of Excel. Learn more: https://go.microsoft.com/fwlink/?linkid=870924 Comment: Forced to zero to avoid error
Note on AF101: [Threaded comment] Your version of Excel allows you to read this threaded comment; however, any edits to it will get removed if the file is opened in a newer version of Excel. Learn more: https://go.microsoft.com/fwlink/?linkid=870924 Comment: Forced to zero to avoid error
Note on AF102: [Threaded comment] Your version of Excel allows you to read this threaded comment; however, any edits to it will get removed if the file is opened in a newer version of Excel. Learn more: https://go.microsoft.com/fwlink/?linkid=870924 Comment: Forced to zero to avoid error
Note on AF103: [Threaded comment] Your version of Excel allows you to read this threaded comment; however, any edits to it will get removed if the file is opened in a newer version of Excel. Learn more: https://go.microsoft.com/fwlink/?linkid=870924 Comment: Forced to zero to avoid error

## Data Grouping
[6 empty] | Opperational Parameters | 0 | 0 | 0 | 0 | 0 | 0 | 0 | 0 | 0 | 0 | 0 | 0 | 0 | 0 | 0 | 0 | 0 | 0 | 0 | 0 | 0 | 0 | 0 | 0 | 0 | 0 | 0 | 0 | 0 | 0 | 0 | 0 | 0 | 0 | 0
[6 empty] | Source | Sensitivity of HTGR Heat and Power Production to Reactor Outlet, Temperature, Economic Analysis | Sensitivity of HTGR Heat and Power Production to Reactor Outlet, Temperature, Economic Analysis | Sensitivity of HTGR Heat and Power Production to Reactor Outlet, Temperature, Economic Analysis | Sensitivity of HTGR Heat and Power Production to Reactor Outlet, Temperature, Economic Analysis | Sensitivity of HTGR Heat and Power Production to Reactor Outlet, Temperature, Economic Analysis | Sensitivity of HTGR Heat and Power Production to Reactor Outlet, Temperature, Economic Analysis | Sensitivity of HTGR Heat and Power Production to Reactor Outlet, Temperature, Economic Analysis | Sensitivity of HTGR Heat and Power Production to Reactor Outlet, Temperature, Economic Analysis | Stewart, W. R., Shirvan, K., Velez, E., & Wiser, R. Pathways to Cost-effective Advanced Nuclear Technology. | Stewart, W. R., Shirvan, K., Velez, E., & Wiser, R. Pathways to Cost-effective Advanced Nuclear Technology. | Stewart, W. R., Shirvan, K., Velez, E., & Wiser, R. Pathways to Cost-effective Advanced Nuclear Technology. | Stewart, W. R., Shirvan, K., Velez, E., & Wiser, R. Pathways to Cost-effective Advanced Nuclear Technology. | Oak Ridge National Labs, 1986. Phase VIII Update (1986) Report For The Energy Economic Data Base Program EEDB,Table 5-3 (PWR Median Experience) | Oak Ridge National Labs, 1986. Phase VIII Update (1986) Report For The Energy Economic Data Base Program EEDB,Table 5-3 (PWR Median Experience) | Oak Ridge National Labs, 1986. Phase VIII Update (1986) Report For The Energy Economic Data Base Program EEDB,Table 5-3 (PWR Median Experience) | EEDB PWR Best Experience | EEDB PWR Best Experience | NPR Capacity Cost Evaluation | NPR Capacity Cost Evaluation | NPR Capacity Cost Evaluation | Stewart and Shirvan | Stewart et. al. | SFR STRAT | SFR STRAT | SFR STRAT | SFR STRAT | SFR STRAT | SFR STRAT | Boise State University | Report on the Update of Fuel Cycle Cost Algorithms | Advanced High Temperature Reactor Systems and Economic Analysis | D0E-HTGR-87-089 | ORNL/GA/etc | ORNL/GA/etc | ORNL/GA/etc
[6 empty] | Link | https://art.inl.gov/NGNP/INL%20Documents/Year%202010/Sensitivity%20of%20HTGR%20Heat%20and%20Power%20Production%20to%20Reactor%20Outlet%20Temperature%20-%20Economic%20Analysis.pdf | https://art.inl.gov/NGNP/INL%20Documents/Year%202010/Sensitivity%20of%20HTGR%20Heat%20and%20Power%20Production%20to%20Reactor%20Outlet%20Temperature%20-%20Economic%20Analysis.pdf | https://art.inl.gov/NGNP/INL%20Documents/Year%202010/Sensitivity%20of%20HTGR%20Heat%20and%20Power%20Production%20to%20Reactor%20Outlet%20Temperature%20-%20Economic%20Analysis.pdf | https://art.inl.gov/NGNP/INL%20Documents/Year%202010/Sensitivity%20of%20HTGR%20Heat%20and%20Power%20Production%20to%20Reactor%20Outlet%20Temperature%20-%20Economic%20Analysis.pdf | https://art.inl.gov/NGNP/INL%20Documents/Year%202010/Sensitivity%20of%20HTGR%20Heat%20and%20Power%20Production%20to%20Reactor%20Outlet%20Temperature%20-%20Economic%20Analysis.pdf | https://art.inl.gov/NGNP/INL%20Documents/Year%202010/Sensitivity%20of%20HTGR%20Heat%20and%20Power%20Production%20to%20Reactor%20Outlet%20Temperature%20-%20Economic%20Analysis.pdf | https://art.inl.gov/NGNP/INL%20Documents/Year%202010/Sensitivity%20of%20HTGR%20Heat%20and%20Power%20Production%20to%20Reactor%20Outlet%20Temperature%20-%20Economic%20Analysis.pdf | https://art.inl.gov/NGNP/INL%20Documents/Year%202010/Sensitivity%20of%20HTGR%20Heat%20and%20Power%20Production%20to%20Reactor%20Outlet%20Temperature%20-%20Economic%20Analysis.pdf | main article: https://www.energy-proceedings.org/pathways-to-cost-effective-advanced-nuclear-technology/ and ref[16] for MIT study: chrome-extension://efaidnbmnnnibpcajpcglclefindmkaj/https://energy.mit.edu/wp-content/uploads/2018/09/The-Future-of-Nuclear-Energy-in-a-Carbon-Constrained-World.pdf | main article: https://www.energy-proceedings.org/pathways-to-cost-effective-advanced-nuclear-technology/ and ref[16] for MIT study: chrome-extension://efaidnbmnnnibpcajpcglclefindmkaj/https://energy.mit.edu/wp-content/uploads/2018/09/The-Future-of-Nuclear-Energy-in-a-Carbon-Constrained-World.pdf | https://www.energy-proceedings.org/pathways-to-cost-effective-advanced-nuclear-technology/ | https://www.energy-proceedings.org/pathways-to-cost-effective-advanced-nuclear-technology/ | https://www.osti.gov/biblio/7227212 | https://www.osti.gov/biblio/7227212 | https://www.osti.gov/biblio/7227212 | https://www.osti.gov/biblio/7227216 | https://www.osti.gov/biblio/7227220 | https://www.osti.gov/biblio/6511284/ | https://www.osti.gov/biblio/6511284/ | https://www.osti.gov/biblio/6511284/ | https://www.sciencedirect.com/science/article/pii/S0029549323001541 | Impact of modularization and site staffing on construction schedule of small and large water reactors (1).pdf | Teams folder>literature > Strategic Analysis | Teams folder>literature > Strategic Analysis | Teams folder>literature > Strategic Analysis | Teams folder>literature > Strategic Analysis | Teams folder>literature > Strategic Analysis | Teams folder>literature > Strategic Analysis | https://www.sciencedirect.com/science/article/pii/S1364032118308372?via%3Dihub | https://publications.anl.gov/anlpubs/2018/07/144923.pdf | https://info.ornl.gov/sites/publications/files/Pub32466.pdf | https://www.osti.gov/biblio/713993 | https://www.osti.gov/servlets/purl/10198845 | https://www.osti.gov/servlets/purl/10198857 | https://www.osti.gov/servlets/purl/10198869
[6 empty] | Reactor Type (Ex. HTGR, SFR, PWR, etc.) | HTGR | HTGR | HTGR | HTGR | HTGR | HTGR | HTGR | HTGR | PWR | PWR | HTGR | HTGR | PWR | PWR | PWR | PWR | PWR | HTGR | SFR | SFR | BWR | PWR | SFR | SFR | SFR | SFR | SFR | SFR | PWR | SFR | FHR | HTGR | HTGR | HTGR | HTGR
[6 empty] | Reactor Name | VHTGR | VHTGR | VHTGR | VHTGR | VHTGR | VHTGR | VHTGR | VHTGR | AP1000 | AP1000 | Traditional HTGR | MIG HTR | PWR12-ME | PWR12-BE | Improved PWR 06-BE | Improved PWR 12-BE | Advanced PWR 6-BE | GA/MHTGR - Commercial | SAFR | PRISM | SMBWR | MMNC | SFR SAINC | SFR SAINC | SFR SAINC | SFR SAINC | SFR SAINC | SFR SAINC | NuScale SMR | ABR1000 | AHTR - 9% initial enrichment | MHTGR NOAK PLANT | MHTGR - SC - Target | MHTGR - GT/IC - Target | MHTGR - -GT/DC - Target
[6 empty] | Reactor Group | SMR Gen IV | SMR Gen IV | SMR Gen IV | SMR Gen IV | SMR Gen IV | SMR Gen IV | SMR Gen IV | SMR Gen IV | Large Gen IV | Large Gen IV | Large Gen IV | Large Gen IV | Large LWR | Large LWR | Large LWR | Large LWR | Large LWR | SMR Gen IV | SMR Gen IV | SMR Gen IV | 0 | 0 | 0 | 0 | 0 | 0 | 0 | 0 | SMR LWR | 0 | 0 | 0 | 0 | 0 | 0
[6 empty] | Estimate Type | 0 | 0 | 0 | 0 | 0 | 0 | 0 | 0 | ME | BE | BE | BE | ME | BE | BE | BE | BE | 0 | 0 | 0 | 0 | 0 | 0 | 0 | 0 | 0 | 0 | 0 | ME | 0 | 0 | 0 | 0 | 0 | 0
[6 empty] | Power Block Size (MWe) | 0 | 0 | 0 | 0 | 0 | 0 | 0 | 0 | 0 | 0 | 0 | 0 | 0 | 0 | 0 | 0 | 0 | 0 | 0 | 0 | 0 | 0 | 165 | 311 | 622 | 1244 | 2488 | 3110 | 0 | 0 | 0 | 0 | 0 | 0 | 0
[6 empty] | Data Grouping 4 | 0 | 0 | 0 | 0 | 0 | 0 | 0 | 0 | 0 | 0 | 0 | 0 | 0 | 0 | 0 | 0 | 0 | 0 | 0 | 0 | 0 | 0 | 0 | 0 | 0 | 0 | 0 | 0 | 0 | 0 | 0 | 0 | 0 | 0 | 0
Estimate Complete? (Yes=1 ,No=0) | bar: HTGR to HTGR
[6 empty] | Deployment Type (FOAK,NOAK, # Deployment) | NOAK | NOAK | FOAK | FOAK | NOAK | NOAK | FOAK | FOAK | FOAK | NOAK | NOAK | NOAK | FOAK | NOAK | NOAK | NOAK | NOAK | FOAK | FOAK | FOAK | NOAK | NOAK | BOAK | BOAK | BOAK | BOAK | BOAK | BOAK | NOAK | FOAK | NOAK | NOAK | NOAK | NOAK | NOAK
[6 empty] | Quantity of Reactors | 1 | 4 | 1 | 4 | 1 | 4 | 1 | 4 | 2 | 2 | 4 | 4 | 1 | 1 | 1 | 1 | 1 | 8 | 2 | 6 | 1 | 6 | 1 | 1 | 2 | 4 | 8 | 10 | 12 | 1 | 1 | 4 | 4 | 4 | 4
[6 empty] | Thermal Efficiency (%) | 45% | 45% | 45% | 45% | 45% | 45% | 45% | 45% | 33% | 33% | 40% | 40% | 33% | 33% | 33% | 33% | 33% | 40% | 40% | 40% | 33% | 33% | 35% | 35% | 35% | 35% | 35% | 35% | 33% | 38% | 45% | 39.1% | 38.5% | 44.8% | 48.3%
[6 empty] | Reactor Size Per Unit (MWe) | 281 | 281 | 281 | 281 | 164 | 164 | 164 | 164 | 1100 | 1100 | 275 | 154 | 1144 | 1144 | 587 | 1144 | 587 | 133 | 300 | 104 | 290 | 77 | 165 | 311 | 311 | 311 | 311 | 311 | 60 | 380 | 1500 | 540 | 173.25 | 201.5 | 217.25
[6 empty] | Reactor Outlet Temperature (ROT) | 750 | 750 | 750 | 750 | 750 | 750 | 750 | 750 | 0 | 0 | 0 | - | 618 | 618 | 618 | 618 | 618 | 1268 | 650 | 630 | 0 | 0 | 0 | 0 | 0 | 0 | 0 | 0 | - | 510 | 700 | 193 | 850 | 850 | 850
[6 empty] | Power Cycle | Yes | Yes | Yes | Yes | Yes | Yes | Yes | Yes | 0 | 0 | 0 | 0 | 0 | 0 | 0 | 0 | 0 | 0 | 0 | 0 | 0 | 0 | 0 | 0 | 0 | 0 | 0 | 0 | 0 | Rankine | 0 | 0 | 0 | 0 | 0
[6 empty] | Power Cycle Type | Brayton | Brayton | Brayton | Brayton | Brayton | Brayton | Brayton | Brayton | 0% | 0% | 0% | 0% | 341700% | 0% | 0% | 0% | 0% | 0% | 0% | 0% | 0% | 0% | 0% | 0% | 0% | 0% | 0% | 0% | 0% | 0% | Rankine | 0% | 0% | 0% | 0%
[6 empty] | Total Reactor Size (MWe) | 281 | 1124 | 281 | 1124 | 164 | 656 | 164 | 656 | 2200 | 2200 | 1100 | 616 | 1144 | 1144 | 587 | 1144 | 587 | 1064 | 600 | 624 | 290 | 462 | 165 | 311 | 622 | 1244 | 2488 | 3110 | 720 | 380 | 1500 | 2160 | 693 | 806 | 869
[6 empty] | Capacity Factor (%) | 0 | 0 | 0 | 0 | 0 | 0 | 0 | 0 | 0.85 | 0.85 | 0 | 0 | 0.95 | 0.95 | 0.95 | 0.95 | 0.95 | 0.72 | 0.75 | 0.72 | 0 | 0 | 0 | 0 | 0 | 0 | 0 | 0 | 0 | 0 | 0.92 | 0.8 | 0.84 | 0.84 | 0.84
[6 empty] | Source Dollar Year | 2009 | 2009 | 2009 | 2009 | 2009 | 2009 | 2009 | 2009 | 2017 | 2017 | 2017 | 2017 | 1987 | 1987 | 1987 | 1987 | 1987 | 1988 | 1988 | 1988 | 2023 | 2022 | 2023 | 2023 | 2023 | 2023 | 2023 | 2023 | 2015 | 2017 | 2011 | 1987 | 1992 | 1992 | 1992
|  | Levels |  |  |  | Unit | bar: HTGR to HTGR
| All | 1 | 2 | 3 | 4+ | Account Title | Total Costs (2022 USD) | Total Costs (2022 USD) | Total Costs (2022 USD) | Total Costs (2022 USD) | Total Costs (2022 USD) | Total Costs (2022 USD) | Total Costs (2022 USD) | Total Costs (2022 USD) | Total Costs (2022 USD) | Total Costs (2022 USD) | Total Costs (2022 USD) | Total Costs (2022 USD) | Total Costs (2022 USD) | Total Costs (2022 USD) | Total Costs (2022 USD) | Total Costs (2022 USD) | Total Costs (2022 USD) | Total Costs (2022 USD) | Total Costs (2022 USD) | Total Costs (2022 USD) | Total Costs (2022 USD) | Total Costs (2022 USD) | Total Costs (2022 USD) | Total Costs (2022 USD) | Total Costs (2022 USD) | Total Costs (2022 USD) | Total Costs (2022 USD) | Total Costs (2022 USD) | Total Costs (2022 USD) | Total Costs (2022 USD) | Total Costs (2022 USD) | Total Costs (2022 USD) | Total Costs (2022 USD) | Total Costs (2022 USD) | Total Costs (2022 USD)
10 | 10 | 10 |  |  |  | Capitalized Pre-Construction Costs | 448.4583 | 193.6509 | 510.0861 | 209.0579 | 707.1824 | 270.5918 | 812.7764 | 296.9903 | 325.9549 | 325.9549 | 325.9549 | 325.9549 | 346.9446 | 337.8864 | 341.5107 | 336.0813 | 339.6383 | 325.9549 | 325.9549 | 325.9549 | 325.9549 | 325.9549 | 460.1571 | 294.8258 | 201.4712 | 154.863 | 131.5399 | 126.8873 | 325.9549 | 325.9549 | 328.7372 | 327.4895 | 320.6652 | 320.1578 | 318.0352
10 | 11 |  | 11 |  |  | Land and Land Rights | 23.703 | 11.8515 | 23.703 | 11.8515 | 40.6131 | 20.3065 | 40.6131 | 20.3065 | 2.376 | 2.376 | 2.376 | 2.376 | 2.376 | 2.376 | 2.376 | 2.376 | 2.376 | 2.376 | 2.376 | 2.376 | 2.376 | 2.376 | 64.4871 | 34.2134 | 17.1067 | 8.5534 | 4.2767 | 3.4213 | 2.376 | 2.376 | 5.1582 | 2.376 | 2.376 | 2.376 | 2.376
10 | 12 |  | 12 |  |  | Site Permits | 10.03 | 10.03 | 10.03 | 10.03 | 10.03 | 10.03 | 10.03 | 10.03 | 10.03 | 10.03 | 10.03 | 10.03 | 31.0197 | 21.9615 | 25.5858 | 20.1564 | 23.7133 | 10.03 | 10.03 | 10.03 | 10.03 | 10.03 | 7.8139 | 4.973 | 3.4384 | 2.7287 | 2.358 | 2.2939 | 10.03 | 10.03 | 10.03 | 11.5646 | 4.7403 | 4.2329 | 2.1103
10 | 121 |  |  | 121 |  | Federal | #N/A | #N/A | #N/A | #N/A | #N/A | #N/A | #N/A | #N/A | #N/A | #N/A | #N/A | #N/A | #N/A | #N/A | #N/A | #N/A | #N/A | #N/A | #N/A | #N/A | #N/A | #N/A | #N/A | #N/A | #N/A | #N/A | #N/A | #N/A | #N/A | #N/A | #N/A | #N/A | #N/A | #N/A | #N/A
10 | 122 |  |  | 122 |  | State | #N/A | #N/A | #N/A | #N/A | #N/A | #N/A | #N/A | #N/A | #N/A | #N/A | #N/A | #N/A | #N/A | #N/A | #N/A | #N/A | #N/A | #N/A | #N/A | #N/A | #N/A | #N/A | #N/A | #N/A | #N/A | #N/A | #N/A | #N/A | #N/A | #N/A | #N/A | #N/A | #N/A | #N/A | #N/A
10 | 123 |  |  | 123 |  | Local | #N/A | #N/A | #N/A | #N/A | #N/A | #N/A | #N/A | #N/A | #N/A | #N/A | #N/A | #N/A | #N/A | #N/A | #N/A | #N/A | #N/A | #N/A | #N/A | #N/A | #N/A | #N/A | #N/A | #N/A | #N/A | #N/A | #N/A | #N/A | #N/A | #N/A | #N/A | #N/A | #N/A | #N/A | #N/A
10 | 13 |  | 13 |  |  | Plant Licensing | 237.0301 | 65.1833 | 298.6579 | 80.5902 | 406.1308 | 111.686 | 511.7248 | 138.0845 | 164.5785 | 164.5785 | 164.5785 | 164.5785 | 164.5785 | 164.5785 | 164.5785 | 164.5785 | 164.5785 | 164.5785 | 164.5785 | 164.5785 | 164.5785 | 164.5785 | 75.8185 | 75.8386 | 75.8386 | 75.8386 | 75.8386 | 75.8386 | 164.5785 | 164.5785 | 164.5785 | 164.5785 | 164.5785 | 164.5785 | 164.5785
10 | 131 |  |  | 131 |  | Preapplication | 71.109 | 17.7773 | 71.109 | 17.7773 | 121.8392 | 30.4598 | 121.8392 | 30.4598 | #N/A | #N/A | #N/A | #N/A | #N/A | #N/A | #N/A | #N/A | #N/A | #N/A | #N/A | #N/A | #N/A | #N/A | #N/A | #N/A | #N/A | #N/A | #N/A | #N/A | #N/A | #N/A | #N/A | #N/A | #N/A | #N/A | #N/A
10 | 132 |  |  | 132 |  | Preparation | 109.0338 | 33.1842 | 109.0338 | 33.1842 | 186.8202 | 56.8583 | 186.8202 | 56.8583 | #N/A | #N/A | #N/A | #N/A | #N/A | #N/A | #N/A | #N/A | #N/A | #N/A | #N/A | #N/A | #N/A | #N/A | #N/A | #N/A | #N/A | #N/A | #N/A | #N/A | #N/A | #N/A | #N/A | #N/A | #N/A | #N/A | #N/A
10 | 133 |  |  | 133 |  | Regulatory Review | 56.8872 | 14.2218 | 118.515 | 29.6288 | 97.4714 | 24.3678 | 203.0654 | 50.7664 | #N/A | #N/A | #N/A | #N/A | #N/A | #N/A | #N/A | #N/A | #N/A | #N/A | #N/A | #N/A | #N/A | #N/A | #N/A | #N/A | #N/A | #N/A | #N/A | #N/A | #N/A | #N/A | #N/A | #N/A | #N/A | #N/A | #N/A
10 | 14 |  | 14 |  |  | Plant Permits | 14.2218 | 3.5555 | 14.2218 | 3.5555 | 24.3678 | 6.092 | 24.3678 | 6.092 | 17.7637 | 17.7637 | 17.7637 | 17.7637 | 17.7637 | 17.7637 | 17.7637 | 17.7637 | 17.7637 | 17.7637 | 17.7637 | 17.7637 | 17.7637 | 17.7637 | 74.3311 | 39.4361 | 19.7181 | 9.859 | 4.9295 | 3.9436 | 17.7637 | 17.7637 | 17.7637 | 17.7637 | 17.7637 | 17.7637 | 17.7637
10 | 15 |  | 15 |  |  | Plant Studies | 25.3696 | 25.3696 | 25.3696 | 25.3696 | 25.3696 | 25.3696 | 25.3696 | 25.3696 | 25.3696 | 25.3696 | 25.3696 | 25.3696 | 25.3696 | 25.3696 | 25.3696 | 25.3696 | 25.3696 | 25.3696 | 25.3696 | 25.3696 | 25.3696 | 25.3696 | 74.3311 | 39.4361 | 19.7181 | 9.859 | 4.9295 | 3.9436 | 25.3696 | 25.3696 | 25.3696 | 25.3696 | 25.3696 | 25.3696 | 25.3696
10 | 16 |  | 16 |  |  | Plant Reports | 12.3542 | 12.3542 | 12.3542 | 12.3542 | 12.3542 | 12.3542 | 12.3542 | 12.3542 | 12.3542 | 12.3542 | 12.3542 | 12.3542 | 12.3542 | 12.3542 | 12.3542 | 12.3542 | 12.3542 | 12.3542 | 12.3542 | 12.3542 | 12.3542 | 12.3542 | 12.3514 | 12.3547 | 12.3547 | 12.3547 | 12.3547 | 12.3547 | 12.3542 | 12.3542 | 12.3542 | 12.3542 | 12.3542 | 12.3542 | 12.3542
10 | 17 |  | 17 |  |  | Community Outreach and Education | 0 | 0 | 0 | 0 | 0 | 0 | 0 | 0 | 0 | 0 | 0 | 0 | 0 | 0 | 0 | 0 | 0 | 0 | 0 | 0 | 0 | 0 | 0 | 0 | 0 | 0 | 0 | 0 | 0 | 0 | 0 | 0 | 0 | 0 | 0
10 | 18 |  | 18 |  |  | Other Pre-Construction Costs | 87.7011 | 27.2585 | 87.7011 | 27.2585 | 150.2684 | 46.705 | 150.2684 | 46.705 | 55.4345 | 55.4345 | 55.4345 | 55.4345 | 55.4345 | 55.4345 | 55.4345 | 55.4345 | 55.4345 | 55.4345 | 55.4345 | 55.4345 | 55.4345 | 55.4345 | 74.3311 | 39.4361 | 19.7181 | 9.859 | 4.9295 | 3.9436 | 55.4345 | 55.4345 | 55.4345 | 55.4345 | 55.4345 | 55.4345 | 55.4345
10 | 19 |  | 19 |  |  | Contingency on Pre-Construction Costs | 38.0485 | 38.0485 | 38.0485 | 38.0485 | 38.0485 | 38.0485 | 38.0485 | 38.0485 | 38.0485 | 38.0485 | 38.0485 | 38.0485 | 38.0485 | 38.0485 | 38.0485 | 38.0485 | 38.0485 | 38.0485 | 38.0485 | 38.0485 | 38.0485 | 38.0485 | 76.6928 | 49.1376 | 33.5785 | 25.8105 | 21.9233 | 21.1479 | 38.0485 | 38.0485 | 38.0485 | 38.0485 | 38.0485 | 38.0485 | 38.0485
20 | 20 | 20 |  |  |  | Capitalized Direct Costs | 4573.6479 | 3825.1161 | 7090.0404 | 6047.0805 | 5220.579 | 4300.3893 | 8756.1998 | 7445.2267 | 5442.6416 | 3570.8387 | 7219.7814 | 5684.705 | 4351.7522 | 3563.6987 | 4085.2538 | 2934.1221 | 3874.3145 | 4166.5923 | 7142.2727 | 8002.3457 | 3199.8357 | 3619.3543 | 3942.4904 | 3395.3085 | 3036.3283 | 2826.3668 | 2666.3995 | 2623.5583 | 4359.0093 | 5914.5972 | 3363.4481 | 1833.157 | 4250.9707 | 4502.0748 | 3569.1194
20 | 21 |  | 21 |  |  | Structures and Improvements | 646.4586 | 459 | 1030.6368 | 731.7483 | 846.0039 | 600.6675 | 1348.7556 | 957.5917 | 1490.5097 | 860.7982 | 2160.6613 | 618.9824 | 828.9031 | 547.1415 | 719.6734 | 540.2361 | 742.4269 | 1097.6219 | 609.1777 | 585.7478 | 808.7893 | 1093.065 | 551.1043 | 357.4559 | 253.5846 | 206.1804 | 181.2296 | 177.0318 | 1125.056 | 1132.8755 | 452.4356 | 190.198 | 750.6773 | 699.061 | 543.7471
20 | 211 |  |  | 211 |  | Site Preparation/Yard Work | #N/A | #N/A | #N/A | #N/A | #N/A | #N/A | #N/A | #N/A | #N/A | #N/A | #N/A | #N/A | 90.7071 | 69.7151 | 83.3282 | 71.5242 | 57.4999 | #N/A | #N/A | #N/A | 58.3226 | 70.713 | #N/A | #N/A | #N/A | #N/A | #N/A | #N/A | #N/A | 239.8133 | 62.2819 | 16.5406 | 26.7202 | 21.868 | 13.2478
20 | 212 |  |  | 212 |  | Reactor Island Civil Structures | #N/A | #N/A | #N/A | #N/A | #N/A | #N/A | #N/A | #N/A | #N/A | #N/A | #N/A | #N/A | 284.8348 | 183.5949 | 223.0493 | 176.5372 | 466.1805 | #N/A | #N/A | #N/A | 363.013 | 725.7312 | #N/A | #N/A | #N/A | #N/A | #N/A | #N/A | #N/A | 544.6472 | 133.606 | 87.9833 | 423.7402 | 403.3111 | 345.3652
20 | 213 |  |  | 213 |  | Main Function Buildings | #N/A | #N/A | #N/A | #N/A | #N/A | #N/A | #N/A | #N/A | #N/A | #N/A | #N/A | #N/A | 226.413 | 138.3348 | 135.6994 | 138.1971 | 134.9892 | #N/A | #N/A | #N/A | 235.278 | 169.3667 | #N/A | #N/A | #N/A | #N/A | #N/A | #N/A | #N/A | 82.948 | 122.1094 | 14.849 | 88.9759 | 71.3555 | 7.2043
20 | 213.1 |  |  |  | 213.1 | Energy Conversion Building | #N/A | #N/A | #N/A | #N/A | #N/A | #N/A | #N/A | #N/A | #N/A | #N/A | #N/A | #N/A | 105.6429 | 64.582 | 79.0312 | 66.9939 | 79.0277 | #N/A | #N/A | #N/A | 91.0434 | 87.6543 | #N/A | #N/A | #N/A | #N/A | #N/A | #N/A | #N/A | 82.948 | 63.3706 | 14.849 | 88.9759 | 71.3555 | 7.2043
20 | 213.2 |  |  |  | 213.2 | Control Building | #N/A | #N/A | #N/A | #N/A | #N/A | #N/A | #N/A | #N/A | #N/A | #N/A | #N/A | #N/A | 86.6591 | 50.7337 | 0.46803 | 48.9617 | #N/A | #N/A | #N/A | #N/A | 123.1235 | 80.2878 | #N/A | #N/A | #N/A | #N/A | #N/A | #N/A | #N/A | #N/A | 38.8376 | #N/A | #N/A | #N/A | #N/A
20 | 213.3 |  |  |  | 213.3 | Pipe Tunnels | #N/A | #N/A | #N/A | #N/A | #N/A | #N/A | #N/A | #N/A | #N/A | #N/A | #N/A | #N/A | 33.8707 | 22.8301 | 55.9754 | 22.0598 | 55.9614 | #N/A | #N/A | #N/A | 20.962 | 1.1354 | #N/A | #N/A | #N/A | #N/A | #N/A | #N/A | #N/A | #N/A | 19.7377 | #N/A | #N/A | #N/A | #N/A
20 | 213.4 |  |  |  | 213.4 | Electrical Tunnels | #N/A | #N/A | #N/A | #N/A | #N/A | #N/A | #N/A | #N/A | #N/A | #N/A | #N/A | #N/A | 0.24027 | 0.18904 | 0.22473 | 0.18182 | #N/A | #N/A | #N/A | #N/A | 0.1491 | 0.28911 | #N/A | #N/A | #N/A | #N/A | #N/A | #N/A | #N/A | #N/A | 0.16343 | #N/A | #N/A | #N/A | #N/A
20 | 214 |  |  | 214 |  | Buildings to Support Main Function | #N/A | #N/A | #N/A | #N/A | #N/A | #N/A | #N/A | #N/A | #N/A | #N/A | #N/A | #N/A | 127.9886 | 90.8792 | 245.269 | 91.5121 | 55.6026 | #N/A | #N/A | #N/A | 50.265 | 54.2316 | #N/A | #N/A | #N/A | #N/A | #N/A | #N/A | #N/A | 41.7081 | 48.7197 | 52.3654 | 182.1041 | 177.4359 | 155.5386
20 | 214.1 |  |  |  | 214.1 | Spent Fuel Management Building | #N/A | #N/A | #N/A | #N/A | #N/A | #N/A | #N/A | #N/A | #N/A | #N/A | #N/A | #N/A | 36.3489 | 27.5572 | #N/A | 26.7897 | #N/A | #N/A | #N/A | #N/A | 29.9609 | 44.0341 | #N/A | #N/A | #N/A | #N/A | #N/A | #N/A | #N/A | #N/A | #N/A | #N/A | #N/A | #N/A | #N/A
20 | 214.2 |  |  |  | 214.2 | Balance of Plant Service Building | #N/A | #N/A | #N/A | #N/A | #N/A | #N/A | #N/A | #N/A | #N/A | #N/A | #N/A | #N/A | #N/A | #N/A | #N/A | #N/A | #N/A | #N/A | #N/A | #N/A | #N/A | #N/A | #N/A | #N/A | #N/A | #N/A | #N/A | #N/A | #N/A | #N/A | #N/A | 30.1856 | 181.5541 | 176.9626 | 155.0996
20 | 214.3 |  |  |  | 214.3 | Wastewater Treatment Building | #N/A | #N/A | #N/A | #N/A | #N/A | #N/A | #N/A | #N/A | #N/A | #N/A | #N/A | #N/A | 2.5436 | 2.1403 | 4.0375 | 2.0717 | 4.0392 | #N/A | #N/A | #N/A | 1.5065 | #N/A | #N/A | #N/A | #N/A | #N/A | #N/A | #N/A | #N/A | #N/A | 1.8504 | #N/A | #N/A | #N/A | #N/A
20 | 214.4 |  |  |  | 214.4 | Maintenance Shops | #N/A | #N/A | #N/A | #N/A | #N/A | #N/A | #N/A | #N/A | #N/A | #N/A | #N/A | #N/A | #N/A | #N/A | #N/A | #N/A | #N/A | #N/A | #N/A | #N/A | #N/A | #N/A | #N/A | #N/A | #N/A | #N/A | #N/A | #N/A | #N/A | #N/A | #N/A | 1.3533 | #N/A | #N/A | #N/A
20 | 214.5 |  |  |  | 214.5 | Fire Protection Building | #N/A | #N/A | #N/A | #N/A | #N/A | #N/A | #N/A | #N/A | #N/A | #N/A | #N/A | #N/A | 1.5069 | 1.1906 | 2.2446 | 1.1517 | 2.2398 | #N/A | #N/A | #N/A | 2.803 | 1.8504 | #N/A | #N/A | #N/A | #N/A | #N/A | #N/A | #N/A | #N/A | 1.0293 | 0.15808 | #N/A | #N/A | #N/A
20 | 214.6 |  |  |  | 214.6 | Non-essential Switchgear Building | #N/A | #N/A | #N/A | #N/A | #N/A | #N/A | #N/A | #N/A | #N/A | #N/A | #N/A | #N/A | 2.0078 | 1.4949 | 1.981 | 1.4518 | #N/A | #N/A | #N/A | #N/A | 1.2463 | #N/A | #N/A | #N/A | #N/A | #N/A | #N/A | #N/A | #N/A | #N/A | 1.2924 | #N/A | #N/A | #N/A | #N/A
20 | 214.7 |  |  |  | 214.7 | Emergency and Start-up Power Systems | #N/A | #N/A | #N/A | #N/A | #N/A | #N/A | #N/A | #N/A | #N/A | #N/A | #N/A | #N/A | #N/A | #N/A | #N/A | #N/A | #N/A | #N/A | #N/A | #N/A | #N/A | #N/A | #N/A | #N/A | #N/A | #N/A | #N/A | #N/A | #N/A | #N/A | #N/A | 0.61459 | #N/A | #N/A | #N/A
20 | 215 |  |  | 215 |  | Supply Chain Buildings | #N/A | #N/A | #N/A | #N/A | #N/A | #N/A | #N/A | #N/A | #N/A | #N/A | #N/A | #N/A | 62.4244 | 40.0768 | #N/A | 38.7274 | #N/A | #N/A | #N/A | #N/A | 41.9473 | 42.2374 | #N/A | #N/A | #N/A | #N/A | #N/A | #N/A | #N/A | 223.7589 | 64.5019 | 5.3496 | 12.655 | 10.8934 | 9.266
20 | 215.1 |  |  |  | 215.1 | Storage and Warehouse Buildings | #N/A | #N/A | #N/A | #N/A | #N/A | #N/A | #N/A | #N/A | #N/A | #N/A | #N/A | #N/A | #N/A | #N/A | #N/A | #N/A | #N/A | #N/A | #N/A | #N/A | #N/A | #N/A | #N/A | #N/A | #N/A | #N/A | #N/A | #N/A | #N/A | #N/A | #N/A | 1.8807 | #N/A | #N/A | #N/A
20 | 215.2 |  |  |  | 215.2 | Unloading Facility for Material Requiring Special Consideration | #N/A | #N/A | #N/A | #N/A | #N/A | #N/A | #N/A | #N/A | #N/A | #N/A | #N/A | #N/A | #N/A | #N/A | #N/A | #N/A | #N/A | #N/A | #N/A | #N/A | #N/A | #N/A | #N/A | #N/A | #N/A | #N/A | #N/A | #N/A | #N/A | #N/A | #N/A | #N/A | #N/A | #N/A | #N/A
20 | 215.3 |  |  |  | 215.3 | Reactor Receiving and Assembly Building | #N/A | #N/A | #N/A | #N/A | #N/A | #N/A | #N/A | #N/A | #N/A | #N/A | #N/A | #N/A | #N/A | #N/A | #N/A | #N/A | #N/A | #N/A | #N/A | #N/A | #N/A | #N/A | #N/A | #N/A | #N/A | #N/A | #N/A | #N/A | #N/A | #N/A | #N/A | #N/A | #N/A | #N/A | #N/A
20 | 215.4 |  |  |  | 215.4 | Radwaste Building | #N/A | #N/A | #N/A | #N/A | #N/A | #N/A | #N/A | #N/A | #N/A | #N/A | #N/A | #N/A | 62.4244 | 40.0768 | #N/A | 38.7274 | #N/A | #N/A | #N/A | #N/A | 41.9473 | 42.2374 | #N/A | #N/A | #N/A | #N/A | #N/A | #N/A | #N/A | 129.6062 | 34.6483 | 3.4689 | 12.655 | 10.8934 | 9.266
20 | 215.5 |  |  |  | 215.5 | Fuel Service Building | #N/A | #N/A | #N/A | #N/A | #N/A | #N/A | #N/A | #N/A | #N/A | #N/A | #N/A | #N/A | #N/A | #N/A | #N/A | #N/A | #N/A | #N/A | #N/A | #N/A | #N/A | #N/A | #N/A | #N/A | #N/A | #N/A | #N/A | #N/A | #N/A | 94.1527 | 29.8536 | #N/A | #N/A | #N/A | #N/A
20 | 216 |  |  | 216 |  | Human Resources Buildings | #N/A | #N/A | #N/A | #N/A | #N/A | #N/A | #N/A | #N/A | #N/A | #N/A | #N/A | #N/A | 36.5352 | 24.5408 | 32.3275 | 23.738 | 28.1547 | #N/A | #N/A | #N/A | 59.9635 | 30.7851 | #N/A | #N/A | #N/A | #N/A | #N/A | #N/A | #N/A | #N/A | 21.2167 | 13.1102 | 16.482 | 14.1971 | 13.1252
20 | 216.1 |  |  |  | 216.1 | Administration Building | #N/A | #N/A | #N/A | #N/A | #N/A | #N/A | #N/A | #N/A | #N/A | #N/A | #N/A | #N/A | 28.3888 | 18.5396 | 21.0514 | 17.9521 | 21.0277 | #N/A | #N/A | #N/A | 44.6832 | 20.6981 | #N/A | #N/A | #N/A | #N/A | #N/A | #N/A | #N/A | #N/A | 16.0284 | #N/A | #N/A | #N/A | #N/A
20 | 216.2 |  |  |  | 216.2 | Security Building and Gatehouse | #N/A | #N/A | #N/A | #N/A | #N/A | #N/A | #N/A | #N/A | #N/A | #N/A | #N/A | #N/A | 5.3409 | 3.7991 | 7.1337 | 3.6604 | 7.127 | #N/A | #N/A | #N/A | 10.0859 | 6.658 | #N/A | #N/A | #N/A | #N/A | #N/A | #N/A | #N/A | #N/A | 3.2845 | 0.078301 | #N/A | #N/A | #N/A
20 | 216.3 |  |  |  | 216.3 | Training Center | #N/A | #N/A | #N/A | #N/A | #N/A | #N/A | #N/A | #N/A | #N/A | #N/A | #N/A | #N/A | #N/A | #N/A | #N/A | #N/A | #N/A | #N/A | #N/A | #N/A | #N/A | #N/A | #N/A | #N/A | #N/A | #N/A | #N/A | #N/A | #N/A | #N/A | #N/A | #N/A | #N/A | #N/A | #N/A
20 | 216.4 |  |  |  | 216.4 | Operation and Maintenance (O&M) Center | #N/A | #N/A | #N/A | #N/A | #N/A | #N/A | #N/A | #N/A | #N/A | #N/A | #N/A | #N/A | 2.8055 | 2.2021 | 4.1424 | 2.1255 | #N/A | #N/A | #N/A | #N/A | 5.1944 | 3.429 | #N/A | #N/A | #N/A | #N/A | #N/A | #N/A | #N/A | #N/A | 1.9038 | 10.2308 | 16.482 | 14.1971 | 13.1252
20 | 217 |  |  | 217 |  | Miscellaneous Other Structures | #N/A | #N/A | #N/A | #N/A | #N/A | #N/A | #N/A | #N/A | #N/A | #N/A | #N/A | #N/A | #N/A | #N/A | #N/A | #N/A | #N/A | #N/A | #N/A | #N/A | #N/A | #N/A | #N/A | #N/A | #N/A | #N/A | #N/A | #N/A | #N/A | #N/A | #N/A | #N/A | #N/A | #N/A | #N/A
20 | 217.1 |  |  |  | 217.1 | Foundations for Outside Equipment and Tanks | #N/A | #N/A | #N/A | #N/A | #N/A | #N/A | #N/A | #N/A | #N/A | #N/A | #N/A | #N/A | #N/A | #N/A | #N/A | #N/A | #N/A | #N/A | #N/A | #N/A | #N/A | #N/A | #N/A | #N/A | #N/A | #N/A | #N/A | #N/A | #N/A | #N/A | #N/A | #N/A | #N/A | #N/A | #N/A
20 | 217.2 |  |  |  | 217.2 | Railroad Tracks | #N/A | #N/A | #N/A | #N/A | #N/A | #N/A | #N/A | #N/A | #N/A | #N/A | #N/A | #N/A | #N/A | #N/A | #N/A | #N/A | #N/A | #N/A | #N/A | #N/A | #N/A | #N/A | #N/A | #N/A | #N/A | #N/A | #N/A | #N/A | #N/A | #N/A | #N/A | #N/A | #N/A | #N/A | #N/A
20 | 217.3 |  |  |  | 217.3 | Roads and Paved Areas | #N/A | #N/A | #N/A | #N/A | #N/A | #N/A | #N/A | #N/A | #N/A | #N/A | #N/A | #N/A | #N/A | #N/A | #N/A | #N/A | #N/A | #N/A | #N/A | #N/A | #N/A | #N/A | #N/A | #N/A | #N/A | #N/A | #N/A | #N/A | #N/A | #N/A | #N/A | #N/A | #N/A | #N/A | #N/A
20 | 217.4 |  |  |  | 217.4 | Beyond Design-Basis Building | #N/A | #N/A | #N/A | #N/A | #N/A | #N/A | #N/A | #N/A | #N/A | #N/A | #N/A | #N/A | #N/A | #N/A | #N/A | #N/A | #N/A | #N/A | #N/A | #N/A | #N/A | #N/A | #N/A | #N/A | #N/A | #N/A | #N/A | #N/A | #N/A | #N/A | #N/A | #N/A | #N/A | #N/A | #N/A
20 | 22 |  | 22 |  |  | Reactor System | 1195.9983 | 879.7201 | 1665.272 | 1240.8913 | 1445.2923 | 1065.1374 | 2078.7252 | 1551.554 | 1484.7325 | 855.0211 | 1825.5855 | 2042.642 | 1033.8793 | 845.3344 | 1108.7295 | 324.841 | 980.1571 | 1652.4717 | 3868.2782 | 4607.8823 | 556.2604 | 626.9754 | 595.537 | 516.5794 | 460.4309 | 437.5971 | 418.7584 | 413.3177 | 1597.8122 | 1866.5973 | 821.9636 | 350.0538 | 1423.4967 | 1528.4442 | 1237.2937
20 | 221 |  |  | 221 |  | Reactor Components | 706.8524 | 509.2707 | 871.2148 | 627.2941 | 822.7019 | 593.13 | 1063.6156 | 765.8974 | #N/A | #N/A | #N/A | #N/A | 531.4766 | 529.5942 | 750.6683 | 28.7438 | 697.6697 | #N/A | #N/A | #N/A | 295.7258 | 314.916 | #N/A | #N/A | #N/A | #N/A | #N/A | #N/A | #N/A | 864.298 | 198.3618 | 180.1224 | 877.745 | 832.3156 | 779.9866
20 | 221.11 |  |  |  | 221.11 | Reactor support | #N/A | #N/A | #N/A | #N/A | #N/A | #N/A | #N/A | #N/A | #N/A | #N/A | #N/A | #N/A | #N/A | #N/A | #N/A | #N/A | #N/A | #N/A | #N/A | #N/A | #N/A | #N/A | #N/A | #N/A | #N/A | #N/A | #N/A | #N/A | #N/A | 54.351 | #N/A | 91.006 | 458.1313 | 466.29 | 440.4968
20 | 221.12 |  |  |  | 221.12 | Outer vessel structure | 447.181 | 322.0776 | 526.2259 | 379.0298 | 529.2874 | 381.3675 | 622.6855 | 448.7292 | #N/A | #N/A | #N/A | #N/A | #N/A | #N/A | #N/A | #N/A | #N/A | #N/A | #N/A | #N/A | #N/A | #N/A | #N/A | #N/A | #N/A | #N/A | #N/A | #N/A | #N/A | #N/A | #N/A | #N/A | #N/A | #N/A | #N/A
20 | 221.13 |  |  |  | 221.13 | Inner vessel structure | 169.3582 | 123.0762 | 198.6114 | 144.3374 | 204.9621 | 148.9899 | 240.3431 | 174.7172 | #N/A | #N/A | #N/A | #N/A | #N/A | #N/A | #N/A | #N/A | #N/A | #N/A | #N/A | #N/A | #N/A | #N/A | #N/A | #N/A | #N/A | #N/A | #N/A | #N/A | #N/A | 760.6464 | #N/A | #N/A | #N/A | #N/A | #N/A
20 | 221.21 |  |  |  | 221.21 | Reactivity control system | #N/A | #N/A | #N/A | #N/A | #N/A | #N/A | #N/A | #N/A | #N/A | #N/A | #N/A | #N/A | #N/A | #N/A | #N/A | #N/A | #N/A | #N/A | #N/A | #N/A | #N/A | #N/A | #N/A | #N/A | #N/A | #N/A | #N/A | #N/A | #N/A | 49.3005 | #N/A | #N/A | #N/A | #N/A | #N/A
20 | 221.31 |  |  |  | 221.31 | Reflector | #N/A | #N/A | #N/A | #N/A | #N/A | #N/A | #N/A | #N/A | #N/A | #N/A | #N/A | #N/A | #N/A | #N/A | #N/A | #N/A | #N/A | #N/A | #N/A | #N/A | #N/A | #N/A | #N/A | #N/A | #N/A | #N/A | #N/A | #N/A | #N/A | #N/A | #N/A | #N/A | #N/A | #N/A | #N/A
20 | 221.32 |  |  |  | 221.32 | Shield | #N/A | #N/A | #N/A | #N/A | #N/A | #N/A | #N/A | #N/A | #N/A | #N/A | #N/A | #N/A | #N/A | #N/A | #N/A | #N/A | #N/A | #N/A | #N/A | #N/A | #N/A | #N/A | #N/A | #N/A | #N/A | #N/A | #N/A | #N/A | #N/A | #N/A | #N/A | #N/A | #N/A | #N/A | #N/A
20 | 221.33 |  |  |  | 221.33 | Moderator | 90.3133 | 64.1169 | 146.3774 | 103.9268 | 88.4523 | 62.7726 | 200.5871 | 142.4511 | #N/A | #N/A | #N/A | #N/A | #N/A | #N/A | #N/A | #N/A | #N/A | #N/A | #N/A | #N/A | #N/A | #N/A | #N/A | #N/A | #N/A | #N/A | #N/A | #N/A | #N/A | #N/A | #N/A | #N/A | #N/A | #N/A | #N/A
20 | 222 |  |  | 222 |  | Main Heat Transport System | 104.5791 | 77.1085 | 122.0089 | 89.9247 | 126.6866 | 93.3981 | 147.7059 | 108.901 | #N/A | #N/A | #N/A | #N/A | 57.2112 | 27.611 | 31.2746 | 26.5731 | 34.3738 | #N/A | #N/A | #N/A | #N/A | 38.9782 | #N/A | #N/A | #N/A | #N/A | #N/A | #N/A | #N/A | 465.278 | 163.3601 | 55.982 | 342.1267 | 516.2814 | 288.8912
20 | 222.1 |  |  |  | 222.1 | Reactor coolant system | #N/A | #N/A | #N/A | #N/A | #N/A | #N/A | #N/A | #N/A | #N/A | #N/A | #N/A | #N/A | #N/A | #N/A | #N/A | #N/A | #N/A | #N/A | #N/A | #N/A | #N/A | #N/A | #N/A | #N/A | #N/A | #N/A | #N/A | #N/A | #N/A | 51.8425 | #N/A | #N/A | #N/A | #N/A | #N/A
20 | 222.2 |  |  |  | 222.2 | Heat exchangers | 104.5791 | 77.1085 | 122.0089 | 89.9247 | 126.6866 | 93.3981 | 147.7059 | 108.901 | #N/A | #N/A | #N/A | #N/A | #N/A | #N/A | #N/A | #N/A | #N/A | #N/A | #N/A | #N/A | #N/A | #N/A | #N/A | #N/A | #N/A | #N/A | #N/A | #N/A | #N/A | #N/A | #N/A | #N/A | #N/A | #N/A | #N/A
20 | 222.3 |  |  |  | 222.3 | Pressurizer system | #N/A | #N/A | #N/A | #N/A | #N/A | #N/A | #N/A | #N/A | #N/A | #N/A | #N/A | #N/A | #N/A | #N/A | #N/A | #N/A | #N/A | #N/A | #N/A | #N/A | #N/A | #N/A | #N/A | #N/A | #N/A | #N/A | #N/A | #N/A | #N/A | 5.0839 | #N/A | #N/A | #N/A | #N/A | #N/A
20 | 223 |  |  | 223 |  | Safety Systems | 70.0524 | 70.0269 | 160.4767 | 160.4628 | 91.6861 | 91.6385 | 210.003 | 210.003 | #N/A | #N/A | #N/A | #N/A | 68.0323 | 34.6344 | 35.955 | 32.1947 | 26.7902 | #N/A | #N/A | #N/A | 3.4316 | #N/A | #N/A | #N/A | #N/A | #N/A | #N/A | #N/A | #N/A | #N/A | 61.7535 | 20.5399 | 62.8426 | 58.0631 | 51.7624
20 | 223.1 |  |  |  | 223.1 | Residual Heat Removal System | #N/A | #N/A | #N/A | #N/A | #N/A | #N/A | #N/A | #N/A | #N/A | #N/A | #N/A | #N/A | #N/A | #N/A | #N/A | #N/A | #N/A | #N/A | #N/A | #N/A | #N/A | #N/A | #N/A | #N/A | #N/A | #N/A | #N/A | #N/A | #N/A | #N/A | #N/A | #N/A | #N/A | #N/A | #N/A
20 | 223.3 |  |  |  | 223.3 | Safety Injection System | #N/A | #N/A | #N/A | #N/A | #N/A | #N/A | #N/A | #N/A | #N/A | #N/A | #N/A | #N/A | #N/A | #N/A | #N/A | #N/A | #N/A | #N/A | #N/A | #N/A | #N/A | #N/A | #N/A | #N/A | #N/A | #N/A | #N/A | #N/A | #N/A | #N/A | #N/A | #N/A | #N/A | #N/A | #N/A
20 | 223.4 |  |  |  | 223.4 | Containment Spray System | #N/A | #N/A | #N/A | #N/A | #N/A | #N/A | #N/A | #N/A | #N/A | #N/A | #N/A | #N/A | #N/A | #N/A | #N/A | #N/A | #N/A | #N/A | #N/A | #N/A | #N/A | #N/A | #N/A | #N/A | #N/A | #N/A | #N/A | #N/A | #N/A | #N/A | #N/A | 13.3968 | 13.9242 | 14.3305 | 11.2003
20 | 223.5 |  |  |  | 223.5 | Combustible Gas Control System | #N/A | #N/A | #N/A | #N/A | #N/A | #N/A | #N/A | #N/A | #N/A | #N/A | #N/A | #N/A | #N/A | #N/A | #N/A | #N/A | #N/A | #N/A | #N/A | #N/A | #N/A | #N/A | #N/A | #N/A | #N/A | #N/A | #N/A | #N/A | #N/A | #N/A | #N/A | #N/A | #N/A | #N/A | #N/A
20 | 223.2 |  |  |  | 223.2 | Reactor Cavity Cooling System (RCCS) | 70.0524 | 70.0269 | 160.4767 | 160.4628 | 91.6861 | 91.6385 | 210.003 | 210.003 | #N/A | #N/A | #N/A | #N/A | #N/A | #N/A | #N/A | #N/A | #N/A | #N/A | #N/A | #N/A | #N/A | #N/A | #N/A | #N/A | #N/A | #N/A | #N/A | #N/A | #N/A | #N/A | #N/A | 7.1431 | 48.9184 | 43.7326 | 40.5621
20 | 224 |  |  | 224 |  | Radioactive Byproduct Processing Systems | #N/A | #N/A | #N/A | #N/A | #N/A | #N/A | #N/A | #N/A | #N/A | #N/A | #N/A | #N/A | 86.0986 | 58.4176 | 67.8799 | 55.4685 | 55.5102 | #N/A | #N/A | #N/A | 27.9546 | 36.4642 | #N/A | #N/A | #N/A | #N/A | #N/A | #N/A | #N/A | 199.3427 | 73.8668 | #N/A | #N/A | #N/A | #N/A
20 | 225 |  |  | 225 |  | Fuel Handling Systems | 314.5144 | 223.3141 | 511.5716 | 363.2097 | 404.2177 | 286.9708 | 657.4006 | 466.7526 | #N/A | #N/A | #N/A | #N/A | 11.8506 | 8.8346 | 10.6039 | 8.656 | 5.4581 | #N/A | #N/A | #N/A | 18.82 | 24.3173 | #N/A | #N/A | #N/A | #N/A | #N/A | #N/A | #N/A | #N/A | 51.61 | 44.8382 | 54.3453 | 47.103 | 43.6882
20 | 225.1 |  |  |  | 225.1 | Core Refueling Equipment | 314.5144 | 223.3141 | 511.5716 | 363.2097 | 404.2177 | 286.9708 | 657.4006 | 466.7526 | #N/A | #N/A | #N/A | #N/A | #N/A | #N/A | #N/A | #N/A | #N/A | #N/A | #N/A | #N/A | #N/A | #N/A | #N/A | #N/A | #N/A | #N/A | #N/A | #N/A | #N/A | #N/A | #N/A | #N/A | #N/A | #N/A | #N/A
20 | 226 |  |  | 226 |  | Other Reactor Plant Equipment | #N/A | #N/A | #N/A | #N/A | #N/A | #N/A | #N/A | #N/A | #N/A | #N/A | #N/A | #N/A | 187.9077 | 105.3278 | 104.1484 | 93.5716 | 50.5632 | #N/A | #N/A | #N/A | 66.052 | 66.1004 | #N/A | #N/A | #N/A | #N/A | #N/A | #N/A | #N/A | 130.7769 | 148.5915 | #N/A | #N/A | #N/A | #N/A
20 | 227 |  |  | 227 |  | Reactor Instrumentation and Control (I&C) | #N/A | #N/A | #N/A | #N/A | #N/A | #N/A | #N/A | #N/A | #N/A | #N/A | #N/A | #N/A | 65.8515 | 60.1271 | 81.117 | 59.4974 | 81.1153 | #N/A | #N/A | #N/A | 90.4826 | 131.3597 | #N/A | #N/A | #N/A | #N/A | #N/A | #N/A | #N/A | 206.9017 | 55.5207 | 32.5021 | 48.3944 | 40.454 | 41.2197
20 | 228 |  |  | 228 |  | Reactor Plant Miscellaneous Items | #N/A | #N/A | #N/A | #N/A | #N/A | #N/A | #N/A | #N/A | #N/A | #N/A | #N/A | #N/A | 25.4508 | 20.7877 | 27.0823 | 20.1359 | 28.6766 | #N/A | #N/A | #N/A | 53.7939 | 14.8397 | #N/A | #N/A | #N/A | #N/A | #N/A | #N/A | #N/A | #N/A | 68.8992 | 16.0693 | 38.0427 | 34.2271 | 31.7457
20 | 23 |  | 23 |  |  | Energy Conversion System | 1129.554 | 1034.2172 | 2109.289 | 1998.2015 | 1123.2496 | 1012.5653 | 2656.1383 | 2525.7186 | 999.4503 | 571.9398 | 1282.5316 | 1444.2923 | 918.837 | 773.6673 | 795.1368 | 730.5269 | 779.4483 | 158.8242 | 619.3306 | 649.2038 | 479.4208 | 481.8053 | 861.6398 | 764.6203 | 711.1239 | 673.5054 | 638.0408 | 627.0582 | 415.7406 | 470.964 | 523.1505 | 218.661 | 704.6918 | 926.2998 | 452.7455
20 | 231 |  |  | 231 |  | Reactor-Application Interface Systems | #N/A | #N/A | #N/A | #N/A | #N/A | #N/A | #N/A | #N/A | #N/A | #N/A | #N/A | #N/A | #N/A | #N/A | #N/A | #N/A | #N/A | #N/A | #N/A | #N/A | #N/A | #N/A | #N/A | #N/A | #N/A | #N/A | #N/A | #N/A | #N/A | #N/A | #N/A | #N/A | #N/A | #N/A | #N/A
20 | 231.1 |  |  |  | 231.1 | Thermal Energy Piping Systems | #N/A | #N/A | #N/A | #N/A | #N/A | #N/A | #N/A | #N/A | #N/A | #N/A | #N/A | #N/A | #N/A | #N/A | #N/A | #N/A | #N/A | #N/A | #N/A | #N/A | #N/A | #N/A | #N/A | #N/A | #N/A | #N/A | #N/A | #N/A | #N/A | #N/A | #N/A | #N/A | #N/A | #N/A | #N/A
20 | 231.2 |  |  |  | 231.2 | Thermal Energy Storage Systems | #N/A | #N/A | #N/A | #N/A | #N/A | #N/A | #N/A | #N/A | #N/A | #N/A | #N/A | #N/A | #N/A | #N/A | #N/A | #N/A | #N/A | #N/A | #N/A | #N/A | #N/A | #N/A | #N/A | #N/A | #N/A | #N/A | #N/A | #N/A | #N/A | #N/A | #N/A | #N/A | #N/A | #N/A | #N/A
20 | 232 |  |  | 232 |  | Energy Applications | 572.7425 | 572.7703 | 1481.537 | 1481.537 | 729.5892 | 729.6129 | 1887.2686 | 1887.2449 | #N/A | #N/A | #N/A | #N/A | 496.6358 | 436.0101 | 456.2957 | 418.5514 | 456.2973 | #N/A | #N/A | #N/A | 286.9243 | 267.9246 | #N/A | #N/A | #N/A | #N/A | #N/A | #N/A | 360.4554 | 223.9596 | 270.2711 | 122.9423 | 299.2299 | 287.7953 | 356.8971
20 | 232.1 |  |  |  | 232.1 | Electricity Generation Systems | #N/A | #N/A | #N/A | #N/A | #N/A | #N/A | #N/A | #N/A | #N/A | #N/A | #N/A | #N/A | 112.3766 | 62.2692 | 58.3612 | 52.1366 | 58.3589 | #N/A | #N/A | #N/A | 50.1204 | 50.2223 | #N/A | #N/A | #N/A | #N/A | #N/A | #N/A | #N/A | #N/A | #N/A | 24.9572 | #N/A | #N/A | #N/A
20 | 232.2 |  |  |  | 232.2 | Process Heat Export Equipment | #N/A | #N/A | #N/A | #N/A | #N/A | #N/A | #N/A | #N/A | #N/A | #N/A | #N/A | #N/A | #N/A | #N/A | #N/A | #N/A | #N/A | #N/A | #N/A | #N/A | #N/A | #N/A | #N/A | #N/A | #N/A | #N/A | #N/A | #N/A | #N/A | #N/A | #N/A | #N/A | #N/A | #N/A | #N/A
20 | 232.3 |  |  |  | 232.3 | Hydrogen Production Systems | #N/A | #N/A | #N/A | #N/A | #N/A | #N/A | #N/A | #N/A | #N/A | #N/A | #N/A | #N/A | #N/A | #N/A | #N/A | #N/A | #N/A | #N/A | #N/A | #N/A | #N/A | #N/A | #N/A | #N/A | #N/A | #N/A | #N/A | #N/A | #N/A | #N/A | #N/A | 0.038412 | #N/A | #N/A | #N/A
20 | 232.4 |  |  |  | 232.4 | Ammonia Production Systems | #N/A | #N/A | #N/A | #N/A | #N/A | #N/A | #N/A | #N/A | #N/A | #N/A | #N/A | #N/A | #N/A | #N/A | #N/A | #N/A | #N/A | #N/A | #N/A | #N/A | #N/A | #N/A | #N/A | #N/A | #N/A | #N/A | #N/A | #N/A | #N/A | #N/A | #N/A | #N/A | #N/A | #N/A | #N/A
20 | 232.5 |  |  |  | 232.5 | Other Synfuel Production Systems | #N/A | #N/A | #N/A | #N/A | #N/A | #N/A | #N/A | #N/A | #N/A | #N/A | #N/A | #N/A | #N/A | #N/A | #N/A | #N/A | #N/A | #N/A | #N/A | #N/A | #N/A | #N/A | #N/A | #N/A | #N/A | #N/A | #N/A | #N/A | #N/A | #N/A | #N/A | #N/A | #N/A | #N/A | #N/A
20 | 232.6 |  |  |  | 232.6 | Water Desalination Equipment | #N/A | #N/A | #N/A | #N/A | #N/A | #N/A | #N/A | #N/A | #N/A | #N/A | #N/A | #N/A | #N/A | #N/A | #N/A | #N/A | #N/A | #N/A | #N/A | #N/A | #N/A | #N/A | #N/A | #N/A | #N/A | #N/A | #N/A | #N/A | #N/A | #N/A | #N/A | #N/A | #N/A | #N/A | #N/A
20 | 232.7 |  |  |  | 232.7 | Carbon Storage and Sequestration Equipment | #N/A | #N/A | #N/A | #N/A | #N/A | #N/A | #N/A | #N/A | #N/A | #N/A | #N/A | #N/A | #N/A | #N/A | #N/A | #N/A | #N/A | #N/A | #N/A | #N/A | #N/A | #N/A | #N/A | #N/A | #N/A | #N/A | #N/A | #N/A | #N/A | #N/A | #N/A | #N/A | #N/A | #N/A | #N/A
20 | 232.7 |  |  |  | 232.8 | Isotope Production Equipment | #N/A | #N/A | #N/A | #N/A | #N/A | #N/A | #N/A | #N/A | #N/A | #N/A | #N/A | #N/A | #N/A | #N/A | #N/A | #N/A | #N/A | #N/A | #N/A | #N/A | #N/A | #N/A | #N/A | #N/A | #N/A | #N/A | #N/A | #N/A | #N/A | #N/A | #N/A | #N/A | #N/A | #N/A | #N/A
20 | 232.7 |  |  |  | 232.9 | Battery Storage Systems | #N/A | #N/A | #N/A | #N/A | #N/A | #N/A | #N/A | #N/A | #N/A | #N/A | #N/A | #N/A | #N/A | #N/A | #N/A | #N/A | #N/A | #N/A | #N/A | #N/A | #N/A | #N/A | #N/A | #N/A | #N/A | #N/A | #N/A | #N/A | #N/A | #N/A | #N/A | #N/A | #N/A | #N/A | #N/A
20 | 233 |  |  | 233 |  | Ultimate Heat Sink | 221.9252 | 220.8289 | 233.2491 | 233.2352 | #N/A | #N/A | 305.2081 | 305.2319 | 161.7607 | 92.4347 | 127.0977 | 144.4292 | 282.2903 | 230.2947 | 224.84 | 217.658 | 209.1569 | #N/A | 152.2944 | 180.6056 | 297.2566 | 355.6073 | 100.0571 | 86.9927 | 80.0922 | 75.0524 | 70.401 | 68.98 | 55.2852 | 247.0044 | 179.4627 | 53.1365 | 169.1366 | 105.1138 | 82.308
20 | 233.1 |  |  |  | 233.1 | Water Condensing Systems | #N/A | #N/A | #N/A | #N/A | #N/A | #N/A | #N/A | #N/A | #N/A | #N/A | #N/A | #N/A | 157.9171 | 136.6294 | 128.0392 | 133.4503 | 128.0416 | #N/A | #N/A | #N/A | 118.6394 | 154.3075 | #N/A | #N/A | #N/A | #N/A | #N/A | #N/A | #N/A | 149.7746 | 109.5695 | 34.2233 | 114.4283 | 68.669 | 81.5324
20 | 233.2 |  |  |  | 233.2 | Air-based Cooling Systems | #N/A | #N/A | #N/A | #N/A | #N/A | #N/A | #N/A | #N/A | #N/A | #N/A | #N/A | #N/A | #N/A | #N/A | #N/A | #N/A | #N/A | #N/A | #N/A | #N/A | #N/A | #N/A | #N/A | #N/A | #N/A | #N/A | #N/A | #N/A | #N/A | #N/A | #N/A | #N/A | #N/A | #N/A | #N/A
20 | 234 |  |  | 234 |  | Feed Heating Systems | #N/A | #N/A | #N/A | #N/A | #N/A | #N/A | #N/A | #N/A | #N/A | #N/A | #N/A | #N/A | 91.2514 | 65.7995 | 62.9273 | 55.2333 | 62.9254 | #N/A | #N/A | #N/A | 42.7686 | 41.2132 | #N/A | #N/A | #N/A | #N/A | #N/A | #N/A | #N/A | #N/A | 56.887 | 19.6608 | 127.8942 | 448.6003 | #N/A
20 | 235 |  |  | 235 |  | Common Plant Equipment | #N/A | #N/A | #N/A | #N/A | #N/A | #N/A | #N/A | #N/A | #N/A | #N/A | #N/A | #N/A | #N/A | #N/A | #N/A | #N/A | #N/A | #N/A | #N/A | #N/A | #N/A | #N/A | #N/A | #N/A | #N/A | #N/A | #N/A | #N/A | #N/A | #N/A | #N/A | #N/A | #N/A | #N/A | #N/A
20 | 236 |  |  | 236 |  | Common Instrumentation & Controls | #N/A | #N/A | #N/A | #N/A | #N/A | #N/A | #N/A | #N/A | #N/A | #N/A | #N/A | #N/A | 22.2603 | 19.1194 | 22.5096 | 17.3392 | 22.5064 | #N/A | #N/A | #N/A | 9.6196 | 9.8592 | #N/A | #N/A | #N/A | #N/A | #N/A | #N/A | #N/A | #N/A | 16.5297 | 22.9214 | 9.9434 | #N/A | #N/A
20 | 237 |  |  | 237 |  | Miscellaneous Energy System Equipment | 334.8862 | 240.6179 | 394.5029 | 283.4293 | 393.6605 | 282.9524 | 463.6615 | 333.2418 | #N/A | #N/A | #N/A | #N/A | 26.3992 | 22.4435 | 28.5642 | 21.745 | 28.5624 | #N/A | #N/A | #N/A | 11.6117 | 11.7309 | #N/A | #N/A | #N/A | #N/A | #N/A | #N/A | #N/A | #N/A | #N/A | #N/A | 98.4877 | 84.7905 | 13.5404
20 | 24 |  | 24 |  |  | Electrical Equipment | 261.8 | 261.8 | 261.8 | 261.8 | 261.8 | 261.8 | 261.8 | 261.8 | 311.9671 | 179.0922 | 358.1845 | 453.9204 | 332.603 | 226.8448 | 258.3024 | 173.6196 | 166.1338 | 208.045 | 182.7533 | 278.2302 | 154.2702 | 134.666 | 325.148 | 286.5445 | 249.5044 | 217.2591 | 189.1879 | 180.9482 | 64.2941 | 460.1272 | 172.8064 | 74.9868 | 196.9361 | 173.101 | 160.1642
20 | 241 |  |  | 241 |  | Switchgear | #N/A | #N/A | #N/A | #N/A | #N/A | #N/A | #N/A | #N/A | #N/A | #N/A | #N/A | #N/A | 33.3237 | 33.3234 | 49.4227 | 31.3129 | 28.8451 | #N/A | #N/A | #N/A | 19.9094 | 17.3794 | #N/A | #N/A | #N/A | #N/A | #N/A | #N/A | #N/A | 73.2819 | 30.317 | 15.7946 | 27.5122 | 23.651 | 20.7053
20 | 242 |  |  | 242 |  | Station Service Equipment | #N/A | #N/A | #N/A | #N/A | #N/A | #N/A | #N/A | #N/A | #N/A | #N/A | #N/A | #N/A | 56.6773 | 56.2445 | 90.5842 | 53.1103 | 25.7355 | #N/A | #N/A | #N/A | 16.3236 | 14.2493 | #N/A | #N/A | #N/A | #N/A | #N/A | #N/A | #N/A | 123.6862 | 39.9846 | 15.3351 | 52.4609 | 45.0845 | 39.5909
20 | 243 |  |  | 243 |  | Switchboards | #N/A | #N/A | #N/A | #N/A | #N/A | #N/A | #N/A | #N/A | #N/A | #N/A | #N/A | #N/A | 5.8349 | 5.7153 | 8.1796 | 5.1848 | 8.1762 | #N/A | #N/A | #N/A | 5.1136 | 4.4637 | #N/A | #N/A | #N/A | #N/A | #N/A | #N/A | #N/A | #N/A | 4.8407 | 1.8585 | 15.5265 | 13.3437 | 11.1922
20 | 244 |  |  | 244 |  | Protective Systems Equipment | #N/A | #N/A | #N/A | #N/A | #N/A | #N/A | #N/A | #N/A | #N/A | #N/A | #N/A | #N/A | 13.8783 | 11.8869 | 18.955 | 12.0173 | 18.951 | #N/A | #N/A | #N/A | 10.9765 | 9.5816 | #N/A | #N/A | #N/A | #N/A | #N/A | #N/A | #N/A | #N/A | 10.2768 | 2.2988 | 1.797 | 3.2858 | 1.9207
20 | 245 |  |  | 245 |  | Electrical Raceway Systems | #N/A | #N/A | #N/A | #N/A | #N/A | #N/A | #N/A | #N/A | #N/A | #N/A | #N/A | #N/A | 130.1964 | 62.2092 | 47.4572 | 34.6424 | 45.0834 | #N/A | #N/A | #N/A | 56.3798 | 49.2152 | #N/A | #N/A | #N/A | #N/A | #N/A | #N/A | #N/A | 136.7973 | 51.7733 | 22.5314 | 49.2391 | 43.9979 | 37.346
20 | 246 |  |  | 246 |  | Power and Control Cables and Wiring | #N/A | #N/A | #N/A | #N/A | #N/A | #N/A | #N/A | #N/A | #N/A | #N/A | #N/A | #N/A | 92.6923 | 57.4655 | 43.7037 | 37.3518 | 39.3426 | #N/A | #N/A | #N/A | 45.5673 | 39.7767 | #N/A | #N/A | #N/A | #N/A | #N/A | #N/A | #N/A | 126.3619 | 35.614 | 17.1685 | 50.4005 | 43.7382 | 49.4091
20 | 25 |  | 25 |  |  | Initial Fuel Inventory | 401.9411 | 401.9689 | 626.8084 | 626.8223 | 445.6857 | 445.6619 | 694.9691 | 694.9453 | 320 | 320 | 260 | 260 | 320 | 320 | 320 | 320 | 320 | 260 | 990 | 990 | 320 | 320 | 831.2069 | 855.2569 | 855.2569 | 855.2569 | 855.2569 | 855.2569 | 320 | 990 | 260 | 260 | 260 | 260 | 260
20 | 251 |  |  | 251 |  | Initial Fuel Inventory Material | #N/A | #N/A | #N/A | #N/A | #N/A | #N/A | #N/A | #N/A | #N/A | #N/A | #N/A | #N/A | #N/A | #N/A | #N/A | #N/A | #N/A | #N/A | #N/A | #N/A | #N/A | #N/A | #N/A | #N/A | #N/A | #N/A | #N/A | #N/A | #N/A | #N/A | #N/A | #N/A | #N/A | #N/A | #N/A
20 | 252 |  |  | 252 |  | First Core Conversion | #N/A | #N/A | #N/A | #N/A | #N/A | #N/A | #N/A | #N/A | #N/A | #N/A | #N/A | #N/A | #N/A | #N/A | #N/A | #N/A | #N/A | #N/A | #N/A | #N/A | #N/A | #N/A | #N/A | #N/A | #N/A | #N/A | #N/A | #N/A | #N/A | #N/A | #N/A | #N/A | #N/A | #N/A | #N/A
20 | 253 |  |  | 253 |  | First Core Enrichment | #N/A | #N/A | #N/A | #N/A | #N/A | #N/A | #N/A | #N/A | #N/A | #N/A | #N/A | #N/A | #N/A | #N/A | #N/A | #N/A | #N/A | #N/A | #N/A | #N/A | #N/A | #N/A | #N/A | #N/A | #N/A | #N/A | #N/A | #N/A | #N/A | #N/A | #N/A | #N/A | #N/A | #N/A | #N/A
20 | 254 |  |  | 254 |  | First Core Fuel Assembly Fabrication | #N/A | #N/A | #N/A | #N/A | #N/A | #N/A | #N/A | #N/A | #N/A | #N/A | #N/A | #N/A | #N/A | #N/A | #N/A | #N/A | #N/A | #N/A | #N/A | #N/A | #N/A | #N/A | #N/A | #N/A | #N/A | #N/A | #N/A | #N/A | #N/A | #N/A | #N/A | #N/A | #N/A | #N/A | #N/A
20 | 255 |  |  | 255 |  | First Core Supply of Other Fissionable Materials (e.g., Pu) | #N/A | #N/A | #N/A | #N/A | #N/A | #N/A | #N/A | #N/A | #N/A | #N/A | #N/A | #N/A | #N/A | #N/A | #N/A | #N/A | #N/A | #N/A | #N/A | #N/A | #N/A | #N/A | #N/A | #N/A | #N/A | #N/A | #N/A | #N/A | #N/A | #N/A | #N/A | #N/A | #N/A | #N/A | #N/A
20 | 26 |  | 26 |  |  | Miscellaneous Equipment | 194.7303 | 194.7303 | 194.7303 | 194.7303 | 194.7303 | 194.7303 | 194.7303 | 194.7303 | 115.5434 | 63.5489 | 612.3799 | 144.4292 | 197.0913 | 130.2721 | 162.9733 | 124.46 | 165.7098 | 69.1909 | 152.2944 | 170.8431 | 160.6565 | 242.4042 | 275.5326 | 205.7692 | 156.1449 | 120.4388 | 93.7425 | 86.6535 | 115.6679 | 273.5946 | 113.6315 | 18.8187 | 194.7303 | 194.7303 | 194.7303
20 | 261 |  |  | 261 |  | Transportation and Lift Equipment | #N/A | #N/A | #N/A | #N/A | #N/A | #N/A | #N/A | #N/A | #N/A | #N/A | #N/A | #N/A | #N/A | #N/A | #N/A | #N/A | #N/A | #N/A | #N/A | #N/A | #N/A | #N/A | #N/A | #N/A | #N/A | #N/A | #N/A | #N/A | #N/A | #N/A | #N/A | #N/A | #N/A | #N/A | #N/A
20 | 262 |  |  | 262 |  | Air, Water, Plant Fuel Oil, and Steam Systems | #N/A | #N/A | #N/A | #N/A | #N/A | #N/A | #N/A | #N/A | #N/A | #N/A | #N/A | #N/A | #N/A | #N/A | #N/A | #N/A | #N/A | #N/A | #N/A | #N/A | #N/A | #N/A | #N/A | #N/A | #N/A | #N/A | #N/A | #N/A | #N/A | #N/A | #N/A | #N/A | #N/A | #N/A | #N/A
20 | 263 |  |  | 263 |  | Communications Equipment | #N/A | #N/A | #N/A | #N/A | #N/A | #N/A | #N/A | #N/A | #N/A | #N/A | #N/A | #N/A | #N/A | #N/A | #N/A | #N/A | #N/A | #N/A | #N/A | #N/A | #N/A | #N/A | #N/A | #N/A | #N/A | #N/A | #N/A | #N/A | #N/A | #N/A | #N/A | #N/A | #N/A | #N/A | #N/A
20 | 264 |  |  | 264 |  | Furnishing and Fixtures | #N/A | #N/A | #N/A | #N/A | #N/A | #N/A | #N/A | #N/A | #N/A | #N/A | #N/A | #N/A | #N/A | #N/A | #N/A | #N/A | #N/A | #N/A | #N/A | #N/A | #N/A | #N/A | #N/A | #N/A | #N/A | #N/A | #N/A | #N/A | #N/A | #N/A | #N/A | #N/A | #N/A | #N/A | #N/A
20 | 265 |  |  | 265 |  | Robotic and/or Remotely Operated Inspection and Maintenance Equipment | #N/A | #N/A | #N/A | #N/A | #N/A | #N/A | #N/A | #N/A | #N/A | #N/A | #N/A | #N/A | #N/A | #N/A | #N/A | #N/A | #N/A | #N/A | #N/A | #N/A | #N/A | #N/A | #N/A | #N/A | #N/A | #N/A | #N/A | #N/A | #N/A | #N/A | #N/A | #N/A | #N/A | #N/A | #N/A
20 | 27 |  | 27 |  |  | Material Requiring Special Consideration | 0 | 0 | 0 | 0 | 0 | 0 | 0 | 0 | 0 | 0 | 0 | 0 | 0 | 0 | 0 | 0 | 0 | 0 | 0 | 0 | 0 | 0 | 0 | 0 | 0 | 0 | 0 | 0 | 0 | 0 | 299.0219 | 0 | 0 | 0 | 0
20 | 28 |  | 28 |  |  | Simulator | 0.17673 | 0.17673 | 0.17673 | 0.17673 | 0.17673 | 0.17673 | 0.17673 | 0.17673 | 0.17673 | 0.17673 | 0.17673 | 0.17673 | 0.17673 | 0.17673 | 0.17673 | 0.17673 | 0.17673 | 0.17673 | 0.17673 | 0.17673 | 0.17673 | 0.17673 | 0.45066 | 0.2391 | 0.11955 | 0.11955 | 0.059774 | 0.071729 | 0.17673 | 0.17673 | 0.17673 | 0.17673 | 0.17673 | 0.17673 | 0.17673
20 | 29 |  | 29 |  |  | Contingency on Direct Costs | 742.9889 | 593.5029 | 1201.3272 | 992.7103 | 903.6406 | 719.6502 | 1520.9048 | 1258.7101 | 720.2618 | 720.2618 | 720.2618 | 720.2618 | 720.2618 | 720.2618 | 720.2618 | 720.2618 | 720.2618 | 720.2618 | 720.2618 | 720.2618 | 720.2618 | 720.2618 | 501.8711 | 408.8432 | 350.1632 | 316.0096 | 290.1236 | 283.2202 | 720.2618 | 720.2618 | 720.2618 | 720.2618 | 720.2618 | 720.2618 | 720.2618
30 | 30 | 30 |  |  |  | Capitalized Indirect Services Cost | 1564.0685 | 1197.0114 | 2469.9459 | 1986.1061 | 1949.7226 | 1463.375 | 3169.7603 | 2528.9258 | 1830.4081 | 1200.9044 | 2428.0758 | 1911.8161 | 2966.4256 | 1174.407 | 902.5091 | 726.6234 | 925.8285 | 889.0389 | 1896.5156 | 2415.6975 | 1076.1328 | 1217.2206 | 1865.5117 | 1474.1265 | 1237.369 | 1108.7573 | 1033.5365 | 1020.5605 | 1126.4176 | 1461.7692 | 1156.9774 | 180.2208 | 656.4913 | 594.9293 | 492.2732
30 | 31 |  | 31 |  |  | Factory & Field Indirect Costs | 1468.6578 | 1173.1587 | 2374.5352 | 1962.2534 | 1786.2444 | 1422.5054 | 3006.2821 | 2488.0562 | 0 | 0 | 0 | 0 | 730.2839 | 403.1365 | 394.0856 | 330.4401 | 320.9519 | 409.977 | 178.4956 | 364.7145 | 0 | 0 | 766.2207 | 624.1924 | 534.604 | 482.4608 | 442.9399 | 432.4003 | 381.6806 | 0 | 501.8663 | 56.7607 | 242.4657 | 222.1434 | 183.5827
30 | 311 |  |  | 311 |  | Construction Tools and Equipment | 0 | 0 | 0 | 0 | 0 | 0 | 0 | 0 | 0 | 0 | 0 | 0 | 0 | 0 | 0 | 0 | 0 | 0 | 0 | 0 | 0 | 0 | 0 | 0 | 0 | 0 | 0 | 0 | 0 | 0 | 0 | 0 | 0 | 0 | 0
30 | 312 |  |  | 312 |  | Construction Vehicles | 0 | 0 | 0 | 0 | 0 | 0 | 0 | 0 | 0 | 0 | 0 | 0 | 0 | 0 | 0 | 0 | 0 | 0 | 0 | 0 | 0 | 0 | 0 | 0 | 0 | 0 | 0 | 0 | 0 | 0 | 0 | 0 | 0 | 0 | 0
30 | 313 |  |  | 313 |  | Construction Supplies, Consumables, and Utilities | 0 | 0 | 0 | 0 | 0 | 0 | 0 | 0 | 0 | 0 | 0 | 0 | 0 | 0 | 0 | 0 | 0 | 0 | 0 | 0 | 0 | 0 | 0 | 0 | 0 | 0 | 0 | 0 | 0 | 0 | 0 | 0 | 0 | 0 | 0
30 | 314 |  |  | 314 |  | Temporary Roads and Railroads | 0 | 0 | 0 | 0 | 0 | 0 | 0 | 0 | 0 | 0 | 0 | 0 | 0 | 0 | 0 | 0 | 0 | 0 | 0 | 0 | 0 | 0 | 0 | 0 | 0 | 0 | 0 | 0 | 0 | 0 | 0 | 0 | 0 | 0 | 0
30 | 315 |  |  | 315 |  | Module Receiving and Assembly Building(s) | 0 | 0 | 0 | 0 | 0 | 0 | 0 | 0 | 0 | 0 | 0 | 0 | 0 | 0 | 0 | 0 | 0 | 0 | 0 | 0 | 0 | 0 | 0 | 0 | 0 | 0 | 0 | 0 | 0 | 0 | 0 | 0 | 0 | 0 | 0
30 | 316 |  |  | 316 |  | Laydown Areas | 0 | 0 | 0 | 0 | 0 | 0 | 0 | 0 | 0 | 0 | 0 | 0 | 0 | 0 | 0 | 0 | 0 | 0 | 0 | 0 | 0 | 0 | 0 | 0 | 0 | 0 | 0 | 0 | 0 | 0 | 0 | 0 | 0 | 0 | 0
30 | 317 |  |  | 317 |  | Field Shops | 0 | 0 | 0 | 0 | 0 | 0 | 0 | 0 | 0 | 0 | 0 | 0 | 0 | 0 | 0 | 0 | 0 | 0 | 0 | 0 | 0 | 0 | 0 | 0 | 0 | 0 | 0 | 0 | 0 | 0 | 0 | 0 | 0 | 0 | 0
30 | 318 |  |  | 318 |  | Other Construction Support Structures | 0 | 0 | 0 | 0 | 0 | 0 | 0 | 0 | 0 | 0 | 0 | 0 | 476.2007 | 248.372 | 226.0129 | 193.6104 | 174.4282 | 409.977 | 178.4956 | 364.7145 | 0 | 0 | 0 | 0 | 0 | 0 | 0 | 0 | 0 | 0 | 0 | 29.073 | 147.4448 | 135.823 | 121.5266
30 | 319 |  |  | 319 |  | Construction Insurance | 0 | 0 | 0 | 0 | 0 | 0 | 0 | 0 | 0 | 0 | 0 | 0 | 0 | 0 | 0 | 0 | 0 | 0 | 0 | 0 | 0 | 0 | 0 | 0 | 0 | 0 | 0 | 0 | 0 | 0 | 0 | 0 | 0 | 0 | 0
30 | 32 |  | 32 |  |  | Factory & Construction Supervision | 0 | 0 | 0 | 0 | 0 | 0 | 0 | 0 | 0 | 0 | 0 | 0 | 912.2649 | 194.1145 | 171.5898 | 137.1683 | 309.3753 | 141.368 | 75.8606 | 141.5951 | 0 | 0 | 0 | 0 | 0 | 0 | 0 | 0 | 419.0783 | 0 | 167.3413 | 0 | 0 | 0 | 0
30 | 33 |  | 33 |  |  | Startup Costs | 0 | 0 | 0 | 0 | 0 | 0 | 0 | 0 | 0 | 0 | 0 | 0 | 43.1103 | 27.4405 | 23.4333 | 18.7872 | 17.4053 | 0 | 0 | 0 | 0 | 0 | 81.4936 | 59.3667 | 41.9786 | 29.6834 | 20.9893 | 18.7734 | 0 | 0 | 23.6557 | 4.6604 | 32.2477 | 29.9986 | 31.7298
30 | 331 |  |  | 331 |  | Commissioning and Trial Test Runs | 0 | 0 | 0 | 0 | 0 | 0 | 0 | 0 | 0 | 0 | 0 | 0 | 0 | 0 | 0 | 0 | 0 | 0 | 0 | 0 | 0 | 0 | 0 | 0 | 0 | 0 | 0 | 0 | 0 | 0 | 0 | 0 | 0 | 0 | 0
30 | 332 |  |  | 332 |  | Demonstration Test Run | 0 | 0 | 0 | 0 | 0 | 0 | 0 | 0 | 0 | 0 | 0 | 0 | 0 | 0 | 0 | 0 | 0 | 0 | 0 | 0 | 0 | 0 | 0 | 0 | 0 | 0 | 0 | 0 | 0 | 0 | 0 | 0 | 0 | 0 | 0
30 | 34 |  | 34 |  |  | Shipping and Transportation Costs | 0 | 0 | 0 | 0 | 0 | 0 | 0 | 0 | 0 | 0 | 0 | 0 | 0 | 0 | 0 | 0 | 0 | 0 | 0 | 0 | 0 | 0 | 9.4219 | 4.9987 | 13.8884 | 27.7768 | 55.5536 | 69.442 | 0 | 0 | 0 | 0 | 0 | 0 | 0
30 | 341 |  |  | 341 |  | Fuel Shipping and Transportation | 0 | 0 | 0 | 0 | 0 | 0 | 0 | 0 | 0 | 0 | 0 | 0 | 0 | 0 | 0 | 0 | 0 | 0 | 0 | 0 | 0 | 0 | 0 | 0 | 0 | 0 | 0 | 0 | 0 | 0 | 0 | 0 | 0 | 0 | 0
30 | 342 |  |  | 342 |  | Reactor System Modules Shipping and Transportation | 0 | 0 | 0 | 0 | 0 | 0 | 0 | 0 | 0 | 0 | 0 | 0 | 0 | 0 | 0 | 0 | 0 | 0 | 0 | 0 | 0 | 0 | 0 | 0 | 0 | 0 | 0 | 0 | 0 | 0 | 0 | 0 | 0 | 0 | 0
30 | 343 |  |  | 343 |  | Energy Conversion System Module Shipping and Transportation | 0 | 0 | 0 | 0 | 0 | 0 | 0 | 0 | 0 | 0 | 0 | 0 | 0 | 0 | 0 | 0 | 0 | 0 | 0 | 0 | 0 | 0 | 0 | 0 | 0 | 0 | 0 | 0 | 0 | 0 | 0 | 0 | 0 | 0 | 0
30 | 344 |  |  | 344 |  | Construction Module Shipping and Transportation | 0 | 0 | 0 | 0 | 0 | 0 | 0 | 0 | 0 | 0 | 0 | 0 | 0 | 0 | 0 | 0 | 0 | 0 | 0 | 0 | 0 | 0 | 0 | 0 | 0 | 0 | 0 | 0 | 0 | 0 | 0 | 0 | 0 | 0 | 0
30 | 345 |  |  | 345 |  | Other Shipping and Transportation Costs | 0 | 0 | 0 | 0 | 0 | 0 | 0 | 0 | 0 | 0 | 0 | 0 | 0 | 0 | 0 | 0 | 0 | 0 | 0 | 0 | 0 | 0 | 0 | 0 | 0 | 0 | 0 | 0 | 0 | 0 | 0 | 0 | 0 | 0 | 0
30 | 35 |  | 35 |  |  | Engineering Services | 95.4108 | 23.8527 | 95.4108 | 23.8527 | 163.4782 | 40.8695 | 163.4782 | 40.8695 | 0 | 0 | 0 | 0 | 1170.0816 | 506.7805 | 282.6336 | 216.0971 | 254.6816 | 337.6939 | 1012.9625 | 1201.4126 | 0 | 0 | 494.2055 | 381.256 | 315.7558 | 282.494 | 260.1735 | 254.513 | 222.2905 | 0 | 421.7408 | 76.5774 | 312.7146 | 281.7889 | 219.9155
30 | 351 |  |  | 351 |  | Off-Site | 0 | 0 | 0 | 0 | 0 | 0 | 0 | 0 | 0 | 0 | 0 | 0 | 1131.9884 | 489.2159 | 272.8369 | 208.608 | 245.8532 | 0 | 526.562 | 652.1954 | 0 | 0 | 0 | 0 | 0 | 0 | 0 | 0 | 222.2905 | 0 | 421.7408 | 48.5415 | 161.9288 | 146.0375 | 135.7798
30 | 352 |  |  | 352 |  | On-Site | 0 | 0 | 0 | 0 | 0 | 0 | 0 | 0 | 0 | 0 | 0 | 0 | 0 | 0 | 0 | 0 | 0 | 0 | 0 | 0 | 0 | 0 | 0 | 0 | 0 | 0 | 0 | 0 | 0 | 0 | 0 | 3.9639 | 19.9548 | 18.396 | 17.071
30 | 353 |  |  | 353 |  | Owner's Engineering Oversight | 95.4108 | 23.8527 | 95.4108 | 23.8527 | 163.4782 | 40.8695 | 163.4782 | 40.8695 | 0 | 0 | 0 | 0 | 38.0932 | 17.5646 | 9.7967 | 7.4891 | 8.8284 | 0 | 0 | 0 | 0 | 0 | 0 | 0 | 0 | 0 | 0 | 0 | 0 | 0 | 0 | 24.0721 | 130.8311 | 117.3554 | 67.0647
30 | 36 |  | 36 |  |  | PM/CM Services | 0 | 0 | 0 | 0 | 0 | 0 | 0 | 0 | 0 | 0 | 0 | 0 | 110.6849 | 42.935 | 30.7667 | 24.1307 | 23.4144 | 0 | 629.1969 | 707.9753 | 0 | 0 | 204.8217 | 159.4581 | 127.2288 | 106.179 | 90.883 | 86.912 | 103.3682 | 0 | 42.3733 | 42.2223 | 69.0632 | 60.9984 | 57.0452
30 | 361 |  |  | 361 |  | Off-Site | 0 | 0 | 0 | 0 | 0 | 0 | 0 | 0 | 0 | 0 | 0 | 0 | 0 | 0 | 0 | 0 | 0 | 0 | 0 | 0 | 0 | 0 | 85.8623 | 62.5492 | 44.229 | 31.2746 | 22.1145 | 19.7798 | 0 | 0 | 24.9239 | 13.046 | 36.6707 | 32.7048 | 29.108
30 | 362 |  |  | 362 |  | On-Site | 0 | 0 | 0 | 0 | 0 | 0 | 0 | 0 | 0 | 0 | 0 | 0 | 16.6124 | 11.3469 | 6.3271 | 4.8393 | 5.7005 | 0 | 629.1969 | 707.9753 | 0 | 0 | 118.9594 | 96.9088 | 82.9998 | 74.9043 | 68.7685 | 67.1322 | 103.3682 | 0 | 17.4494 | 0 | 0 | 0 | 0
30 | 363 |  |  | 363 |  | Owner's Engineering Oversight | 0 | 0 | 0 | 0 | 0 | 0 | 0 | 0 | 0 | 0 | 0 | 0 | 0 | 0 | 0 | 0 | 0 | 0 | 0 | 0 | 0 | 0 | 0 | 0 | 0 | 0 | 0 | 0 | 0 | 0 | 0 | 28.3391 | 26.335 | 22.6429 | 21.8405
30 | 37 |  | 37 |  |  | Regulatory Inspection Support | 0 | 0 | 0 | 0 | 0 | 0 | 0 | 0 | 0 | 0 | 0 | 0 | 0 | 0 | 0 | 0 | 0 | 0 | 0 | 0 | 0 | 0 | 0 | 0 | 0 | 0 | 0 | 0 | 0 | 0 | 0 | 0 | 0 | 0 | 0
30 | 38 |  | 38 |  |  | Spare Parts | 0 | 0 | 0 | 0 | 0 | 0 | 0 | 0 | 0 | 0 | 0 | 0 | 0 | 0 | 0 | 0 | 0 | 0 | 0 | 0 | 0 | 0 | 69.4133 | 59.5203 | 52.7811 | 48.529 | 44.9707 | 43.946 | 0 | 0 | 0 | 18.7164 | 100.8939 | 106.6877 | 158.2408
30 | 39 |  | 39 |  |  | Contingency on Indirect Services Cost | 0 | 0 | 0 | 0 | 0 | 0 | 0 | 0 | 0 | 0 | 0 | 0 | 0 | 0 | 0 | 0 | 0 | 0 | 0 | 0 | 0 | 0 | 309.3483 | 244.8546 | 203.9134 | 180.1634 | 162.9971 | 158.5198 | 0 | 1461.7692 | 0 | 0 | 0 | 0 | 0
40 | 40 | 40 |  |  |  | Capitalized Pre-COD Personnel Costs | 216.4048 | 216.4048 | 216.4048 | 216.4048 | 216.4048 | 216.4048 | 216.4048 | 216.4048 | 216.4048 | 216.4048 | 216.4048 | 216.4048 | 216.4048 | 216.4048 | 216.4048 | 216.4048 | 216.4048 | 216.4048 | 216.4048 | 216.4048 | 216.4048 | 216.4048 | 662.451 | 351.4611 | 232.7741 | 182.6268 | 158.8845 | 154.0328 | 216.4048 | 216.4048 | 216.4048 | 104.9805 | 189.4532 | 169.7488 | 156.706
40 | 41 |  | 41 |  |  | Staff Recruitment and Training | 134.6426 | 134.6426 | 134.6426 | 134.6426 | 134.6426 | 134.6426 | 134.6426 | 134.6426 | 134.6426 | 134.6426 | 134.6426 | 134.6426 | 134.6426 | 134.6426 | 134.6426 | 134.6426 | 134.6426 | 134.6426 | 134.6426 | 134.6426 | 134.6426 | 134.6426 | 476.136 | 252.6123 | 167.1441 | 131.1186 | 114.0673 | 110.5783 | 134.6426 | 134.6426 | 134.6426 | 23.2182 | 107.6909 | 87.9865 | 74.9438
40 | 42 |  | 42 |  |  | Staff Housing | 15.1284 | 15.1284 | 15.1284 | 15.1284 | 15.1284 | 15.1284 | 15.1284 | 15.1284 | 15.1284 | 15.1284 | 15.1284 | 15.1284 | 15.1284 | 15.1284 | 15.1284 | 15.1284 | 15.1284 | 15.1284 | 15.1284 | 15.1284 | 15.1284 | 15.1284 | 34.4418 | 18.273 | 12.1562 | 9.543 | 8.3041 | 8.0525 | 15.1284 | 15.1284 | 15.1284 | 15.1284 | 15.1284 | 15.1284 | 15.1284
40 | 49 |  | 49 |  |  | Contingency on Training Costs | 66.6339 | 66.6339 | 66.6339 | 66.6339 | 66.6339 | 66.6339 | 66.6339 | 66.6339 | 66.6339 | 66.6339 | 66.6339 | 66.6339 | 66.6339 | 66.6339 | 66.6339 | 66.6339 | 66.6339 | 66.6339 | 66.6339 | 66.6339 | 66.6339 | 66.6339 | 151.8732 | 80.5758 | 53.4738 | 41.9652 | 36.5131 | 35.402 | 66.6339 | 66.6339 | 66.6339 | 66.6339 | 66.6339 | 66.6339 | 66.6339
50 | 50 | 50 |  |  |  | Capitalized Supplementary Costs | 234.6491 | 228.4823 | 250.3266 | 242.1014 | 240.46 | 232.1659 | 262.3356 | 251.2315 | 245.5842 | 234.3283 | 256.2708 | 247.0398 | 432.8269 | 330.1816 | 329.2683 | 305.7203 | 319.006 | 235.6058 | 253.53 | 259.7366 | 232.0973 | 234.62 | 357.486 | 298.9102 | 266.0696 | 252.0921 | 245.3895 | 245.4831 | 237.5399 | 246.0491 | 233.2099 | 216.1903 | 323.5227 | 311.9332 | 268.5608
50 | 51 |  | 51 |  |  | Taxes | 0.029747 | 0.029747 | 0.029747 | 0.029747 | 0.029747 | 0.029747 | 0.029747 | 0.029747 | 0.029747 | 0.029747 | 0.029747 | 0.029747 | 0.029747 | 0.029747 | 0.029747 | 0.029747 | 0.029747 | 0.029747 | 0.029747 | 0.029747 | 0.029747 | 0.029747 | 10.9162 | 10.9191 | 10.9191 | 10.9191 | 10.9191 | 10.9191 | 0.029747 | 0.029747 | 0.029747 | 0.029747 | 0.029747 | 0.029747 | 0.029747
50 | 52 |  | 52 |  |  | Insurance | 31.5257 | 25.3589 | 47.2032 | 38.978 | 37.3366 | 29.0425 | 59.2122 | 48.108 | 36.112 | 24.8561 | 46.7986 | 37.5676 | 223.3547 | 120.7094 | 119.7961 | 96.2481 | 109.5338 | 26.1336 | 44.0578 | 50.2644 | 22.6251 | 25.1478 | 53.8739 | 42.6564 | 35.6743 | 31.6926 | 28.845 | 28.1073 | 28.0677 | 36.5769 | 23.7377 | 15.3979 | 114.0505 | 102.461 | 59.0886
50 | 53 |  | 53 |  |  | Spent Fuel Storage | 0 | 0 | 0 | 0 | 0 | 0 | 0 | 0 | 0 | 0 | 0 | 0 | 0 | 0 | 0 | 0 | 0 | 0 | 0 | 0 | 0 | 0 | 0 | 0 | 0 | 0 | 0 | 0 | 0 | 0 | 0 | 0 | 0 | 0 | 0
50 | 54 |  | 54 |  |  | Decommissioning | 3.6512 | 3.6512 | 3.6512 | 3.6512 | 3.6512 | 3.6512 | 3.6512 | 3.6512 | 10 | 10 | 10 | 10 | 10 | 10 | 10 | 10 | 10 | 10 | 10 | 10 | 10 | 10 | 85.6311 | 45.4313 | 24.044 | 14.3466 | 7.201 | 5.7608 | 10 | 10 | 10 | 1.3202 | 10 | 10 | 10
50 | 55 |  | 55 |  |  | Other Owners' Costs | 0 | 0 | 0 | 0 | 0 | 0 | 0 | 0 | 0 | 0 | 0 | 0 | 0 | 0 | 0 | 0 | 0 | 0 | 0 | 0 | 0 | 0 | 0 | 0 | 0 | 0 | 0 | 0 | 0 | 0 | 0 | 0 | 0 | 0 | 0
50 | 56 |  | 56 |  |  | Fees | 0 | 0 | 0 | 0 | 0 | 0 | 0 | 0 | 0 | 0 | 0 | 0 | 0 | 0 | 0 | 0 | 0 | 0 | 0 | 0 | 0 | 0 | 0 | 0 | 0 | 0 | 0 | 0 | 0 | 0 | 0 | 0 | 0 | 0 | 0
50 | 57 |  | 57 |  |  | Management Reserve | 0 | 0 | 0 | 0 | 0 | 0 | 0 | 0 | 0 | 0 | 0 | 0 | 0 | 0 | 0 | 0 | 0 | 0 | 0 | 0 | 0 | 0 | 0 | 0 | 0 | 0 | 0 | 0 | 0 | 0 | 0 | 0 | 0 | 0 | 0
50 | 59 |  | 59 |  |  | Supplementary Contingencies | 199.4425 | 199.4425 | 199.4425 | 199.4425 | 199.4425 | 199.4425 | 199.4425 | 199.4425 | 199.4425 | 199.4425 | 199.4425 | 199.4425 | 199.4425 | 199.4425 | 199.4425 | 199.4425 | 199.4425 | 199.4425 | 199.4425 | 199.4425 | 199.4425 | 199.4425 | 207.0648 | 199.9034 | 195.4322 | 195.1338 | 198.4244 | 200.696 | 199.4425 | 199.4425 | 199.4425 | 199.4425 | 199.4425 | 199.4425 | 199.4425
[6 empty] | OCC | 7037.2286 | 5660.6656 | 10536.8039 | 8700.7507 | 8334.3488 | 6482.9268 | 13217.477 | 10738.7791 | 8060.9936 | 5548.4312 | 10446.4878 | 8385.9207 | 8314.3542 | 5622.5785 | 5874.9467 | 4518.9519 | 5675.1921 | 5833.5968 | 9834.6781 | 11220.1396 | 5050.4256 | 5613.5547 | 7288.0962 | 5814.6322 | 4974.0122 | 4524.706 | 4235.7499 | 4170.5221 | 6265.3265 | 8164.7753 | 5298.7773 | 2662.038 | 5741.1031 | 5898.8438 | 4804.6947
[6 empty] | Adjusted OCC (Excluding 40s) | 6820.8238 | 5444.2608 | 10320.399 | 8484.3459 | 8117.9439 | 6266.5219 | 13001.0721 | 10522.3742 | 7844.5888 | 5332.0263 | 10230.0829 | 8169.5159 | 8097.9494 | 5406.1737 | 5658.5418 | 4302.5471 | 5458.7873 | 5617.1919 | 9618.2733 | 11003.7348 | 4834.0207 | 5397.1499 | 6625.6452 | 5463.1711 | 4741.2381 | 4342.0792 | 4076.8654 | 4016.4893 | 6048.9217 | 7948.3704 | 5082.3725 | 2557.0576 | 5551.6499 | 5729.095 | 4647.9886
[6 empty] | % of Dataset | 54.29% | 54.29% | 28.57% | 28.57% | 54.29% | 54.29% | 28.57% | 28.57% | 28.57% | 54.29% | 54.29% | 54.29% | 28.57% | 54.29% | 54.29% | 54.29% | 54.29% | 28.57% | 28.57% | 28.57% | 54.29% | 54.29% | 100% | 100% | 100% | 100% | 100% | 100% | 54.29% | 28.57% | 54.29% | 54.29% | 54.29% | 54.29% | 54.29%
[6 empty] | Weight | 10 | 10 | 19 | 19 | 10 | 10 | 19 | 19 | 19 | 10 | 10 | 10 | 19 | 10 | 10 | 10 | 10 | 19 | 19 | 19 | 10 | 10 | 1 | 1 | 1 | 1 | 1 | 1 | 10 | 19 | 10 | 10 | 10 | 10 | 10
[6 empty] | Generation | Gen IV | Gen IV | Gen IV | Gen IV | Gen IV | Gen IV | Gen IV | Gen IV | LWR | LWR | Gen IV | Gen IV | LWR | LWR | LWR | LWR | LWR | Gen IV | Gen IV | Gen IV | LWR | LWR | Gen IV | Gen IV | Gen IV | Gen IV | Gen IV | Gen IV | LWR | Gen IV | Gen IV | Gen IV | Gen IV | Gen IV | Gen IV
[6 empty] | Size Flag | SMR | SMR | SMR | SMR | SMR | SMR | SMR | SMR | LR | LR | SMR | SMR | LR | LR | LR | LR | LR | SMR | SMR | SMR | SMR | SMR | SMR | SMR | SMR | SMR | SMR | SMR | SMR | SMR | LR | LR | SMR | SMR | SMR
[6 empty] | Non Contingency Adjusted OCC (Excluding 40s) | 5840.344 | 4613.2669 | 8881.5809 | 7254.1447 | 6976.8125 | 5309.3808 | 11242.6765 | 9026.1732 | 6886.836 | 4374.2736 | 9272.3302 | 7211.7631 | 7140.1966 | 4448.4209 | 4700.7891 | 3344.7943 | 4501.0345 | 4659.4392 | 8660.5205 | 10045.982 | 3876.268 | 4439.3971 | 5530.6682 | 4560.4322 | 3958.1507 | 3624.9618 | 3403.3969 | 3352.9055 | 5091.1689 | 5528.8485 | 4124.6197 | 1599.3049 | 4593.8972 | 4771.3423 | 3690.2359
[7 empty] | PWR: Find Percentiles; HTGR: Cumulative Weight of the Quartiles; HTGR: Find Percentiles; SFR: Cumulative Weight of the Quartiles; SFR: Find Percentiles; SFR: Cumulative Weight of the Quartiles; HTGR: Find Percentiles | Cumulative Weight of the Quartiles | [5 empty] | Find Percentiles | Cumulative Weight of the Quartiles | [5 empty] | Find Percentiles | Cumulative Weight of the Quartiles | [5 empty] | Find Percentiles | Cumulative Weight of the Quartiles
[7 empty] | PWR: Q1; PWR: 25%; HTGR: 96.5; PWR: Q1; HTGR: 25%; SFR: 34; SFR: Q1; SFR: 25%; SFR: 16.5; HTGR: Q1; HTGR: 25% | 45.5 |  |  |  |  | Q1 | 25% | 21.5 |  |  |  |  | Q1 | 25% | 7 |  |  |  |  | Q1 | 25% | 49.5
[7 empty] | PWR: Q2; PWR: 50%; HTGR: 193; PWR: Q2; HTGR: 50%; SFR: 68; SFR: Q2; SFR: 50%; SFR: 33; HTGR: Q2; HTGR: 50% | 91 |  |  |  |  | Q2 | 50% | 43 |  |  |  |  | Q2 | 50% | 14 |  |  |  |  | Q2 | 50% | 99
[7 empty] | PWR: Q3; PWR: 75%; HTGR: 289.5; PWR: Q3; HTGR: 75%; SFR: 102; SFR: Q3; SFR: 75%; SFR: 49.5; HTGR: Q3; HTGR: 75% | 136.5 |  |  |  |  | Q3 | 75% | 64.5 |  |  |  |  | Q3 | 75% | 21 |  |  |  |  | Q3 | 75% | 148.5
[7 empty] | HTGR: FOAK; HTGR: NOAK; HTGR: BOAK; PWR: Q4; PWR: 100%; HTGR: 386; PWR: Q4; HTGR: 100%; SFR: 136; SFR: Q4; SFR: 100%; SFR: 66; HTGR: Q4; HTGR: 100% | 182 |  |  |  |  | Q4 | 100% | 86 |  |  |  |  | Q4 | 100% | 28 |  |  |  |  | Q4 | 100% | 198
[9 empty] | Count | 10 | 19 | 6
[7 empty] | HTGR: Round Multiple; HTGR: 250; HTGR: Wegith; HTGR: 19; HTGR: 10; HTGR: 1; PWR: 190; HTGR: 190; HTGR: 190; HTGR: 66; SFR: 66; SFR: 4; SFR: 32; SFR: 32; PWR: 2; HTGR: 88 | 88 | 6 |  |  |  |  | 88 | 88 | 6 |  |  |  |  | 14 | 14 | 0 |  |  |  |  | 96 | 96 | 6
[7 empty] | PWR: FOAK Count; HTGR: NOAK Count; HTGR: BOAK Count; HTGR: FOAK Count; SFR: NOAK Count; SFR: BOAK Count; SFR: FOAK Count; SFR: NOAK Count; PWR: BOAK Count; HTGR: FOAK Count | NOAK Count | BOAK Count |  |  |  |  | FOAK Count | NOAK Count | BOAK Count |  |  |  |  | FOAK Count | NOAK Count | BOAK Count |  |  |  |  | FOAK Count | NOAK Count | BOAK Count
[5 empty] | Don’t Delete | Quartiles | HTGR: NEW-U; HTGR: New-U NonContingent; HTGR: FOAK; HTGR: BOAK; HTGR: NOAK; PWR: All; PWR: 10; HTGR: 19; HTGR: 1; PWR: Multi Unit; HTGR: 6; SFR: 11; SFR: 4; SFR: Solo Unit; SFR: 4; SFR: 8; PWR: 2; HTGR: Gen IV; HTGR: 8 | 11 | 6 |  |  |  | LWR | 8 | 11 | 6 |  |  |  | LR | 2 | 7 | 0 |  |  |  | SMR | 8 | 12 | 6
[5 empty] | 1 | Q1 | 5000 | 4000 |  | 8000 | 4000 | 5000 |  |  | Values | Weights | Cumilative Weights | Quartiles | Values | Match Flag | Single Flag |  | Values | Weights | Cumilative Weights | Quartiles | Values | Match Flag | Single Flag |  |  | Values | Weights | Cumilative Weights | Quartiles | Values | Match Flag | Single Flag |  | Values | Weights | Cumilative Weights | Quartiles | Values | Match Flag | Single Flag | Values | Weights | Cumilative Weights | Quartiles | Values | Match Flag | Single Flag | Values | Weights | Cumilative Weights | Quartiles | Values | Match Flag | Single Flag | Values | Weights | Cumilative Weights | Quartiles | Values | Match Flag | Single Flag
[5 empty] | 2 | Q2 | 5750 | 4750 |  | 9000 | 4500 | 5500 |  |  | 2557.0576 | 10 | 10 |  |  | 0 | #N/A |  | 2557.0576 | 6 | 6 |  |  | 0 | #N/A |  |  | 4302.5471 | 4 | 4 |  |  | 0 | #N/A |  | 2557.0576 | 8 | 8 |  |  | 0 | #N/A | 4302.5471 | 8 | 8 |  |  | 0 | #N/A | 2557.0576 | 2 | 2 |  |  | 0 | #N/A | 4016.4893 | 1 | 1 |  |  | 0 | #N/A
[5 empty] | 3 | Q3 | 8000 | 7250 |  | 10750 | 5750 | 6250 |  |  | 4016.4893 | 1 | 11 |  |  | 0 | #N/A |  | 4016.4893 | 1 | 7 |  |  | 0 | #N/A |  |  | 4834.0207 | 4 | 8 |  |  | 0 | #N/A |  | 4016.4893 | 1 | 9 |  |  | 0 | #N/A | 4834.0207 | 8 | 16 |  |  | 0 | #N/A | 4302.5471 | 2 | 4 |  |  | 0 | #N/A | 4076.8654 | 1 | 2 |  |  | 0 | #N/A
[7 empty] | PWR: 4076.8654; PWR: 1; HTGR: 12; PWR: 0; PWR: #N/A; PWR: 4076.8654; HTGR: 1; SFR: 8; PWR: 0; SFR: #N/A; SFR: 5082.3725; SFR: 4; SFR: 12; FHR: 0; HTGR: #N/A; HTGR: 4076.8654; HTGR: 1 | 10 |  |  | 0 | #N/A | 5332.0263 | 8 | 24 | Q1 | 5176.3996 | 1 | 1 | 5082.3725 | 2 | 6 |  |  | 0 | #N/A | 4342.0792 | 1 | 3 |  |  | 0 | #N/A
[7 empty] | HTGR: Unweighted Values; PWR: 4302.5471; PWR: 10; HTGR: 22; PWR: 0; PWR: #N/A; PWR: 4342.0792; HTGR: 1; SFR: 9; PWR: 0; SFR: #N/A; SFR: 5406.1737; SFR: 4; SFR: 16; FHR: 0; HTGR: #N/A; HTGR: 4342.0792; HTGR: 1 | 11 |  |  | 0 | #N/A | 5397.1499 | 8 | 32 |  |  | 1 | #N/A | 5332.0263 | 2 | 8 | Q1 | 5207.1994 | 1 | 1 | 4647.9886 | 8 | 11 |  |  | 0 | #N/A
[5 empty] | Don’t Delete | Quartiles | Overall | Multi Reactor | Single Reactor | Gen IV | LWR | Large Reactor | Small Reactor |  | 4342.0792 | 1 | 23 |  |  | 0 | #N/A |  | 4647.9886 | 6 | 15 |  |  | 0 | #N/A |  |  | 5458.7873 | 4 | 20 | Q1 | 5412.7504 | 1 | 1 |  | 4647.9886 | 8 | 19 |  |  | 0 | #N/A | 5406.1737 | 8 | 40 |  |  | 1 | #N/A | 5406.1737 | 2 | 10 |  |  | 1 | #N/A | 4741.2381 | 1 | 12 |  |  | 0 | #N/A
[5 empty] | 1 | Q1 | 5000 | 4750 | 5500 | 5000 | 5250 | 4750 | 5250 |  | 4647.9886 | 10 | 33 |  |  | 0 | #N/A |  | 4741.2381 | 1 | 16 |  |  | 0 | #N/A |  |  | 5463.1711 | 1 | 21 |  |  | 1 | #N/A |  | 4741.2381 | 1 | 20 |  |  | 0 | #N/A | 5458.7873 | 8 | 48 | Q2 | 5425.9038 | 2 | 2 | 5458.7873 | 2 | 12 |  |  | 1 | #N/A | 4834.0207 | 8 | 20 |  |  | 0 | #N/A
[5 empty] | 2 | Q2 | 5750 | 5500 | 6750 | 6250 | 5500 | 5500 | 6250 |  | 4741.2381 | 1 | 34 |  |  | 0 | #N/A |  | 5332.0263 | 6 | 22 |  |  | 0 | #N/A |  |  | 5658.5418 | 4 | 25 |  |  | 1 | #N/A |  | 5082.3725 | 8 | 28 |  |  | 0 | #N/A | 5658.5418 | 8 | 56 |  |  | 2 | #N/A | 5658.5418 | 2 | 14 | Q2 | 5658.5418 | 2 | 2 | 5397.1499 | 8 | 28 |  |  | 0 | #N/A
[5 empty] | 3 | Q3 | 8000 | 8250 | 8000 | 9000 | 6500 | 6750 | 8750 |  | 4834.0207 | 10 | 44 |  |  | 0 | #N/A |  | 5397.1499 | 6 | 28 |  |  | 0 | #N/A |  |  | 6625.6452 | 1 | 26 |  |  | 1 | #N/A |  | 5444.2608 | 8 | 36 |  |  | 0 | #N/A | 6048.9217 | 8 | 64 |  |  | 2 | #N/A | 7844.5888 | 7 | 21 | Q3 | 7844.5888 | 3 | 3 | 5444.2608 | 8 | 36 |  |  | 0 | #N/A
[7 empty] | PWR: 5082.3725; PWR: 10; HTGR: 54; PWR: 0; PWR: #N/A; PWR: 5444.2608; HTGR: 6; SFR: 34; SFR: Q1; BWR: 5444.2608; PWR: 1; SFR: 1; SFR: 6820.8238; SFR: 4; SFR: 30; FHR: 1; HTGR: #N/A; HTGR: 5463.1711; HTGR: 1 | 37 |  |  | 0 | #N/A | 7844.5888 | 11 | 75 | Q3 | 6130.5429 | 3 | 3 | 8097.9494 | 7 | 28 | Q4 | 8097.9494 | 4 | 4 | 5463.1711 | 1 | 37 |  |  | 0 | #N/A
[6 empty] | Quartiles | Weighted Values | [6 empty] | % Diff | 5332.0263 | 10 | 64 |  |  | 0 | #N/A |  | 5551.6499 | 6 | 40 |  |  | 1 | #N/A |  |  | 7948.3704 | 8 | 38 | Q2 | 7243.6538 | 2 | 2 |  | 5551.6499 | 8 | 45 |  |  | 0 | #N/A | 8097.9494 | 11 | 86 | Q4 | 8097.9494 | 4 | 4 | [7 empty] | 5551.6499 | 8 | 45 |  |  | 0 | #N/A
[6 empty] | Q1 | 5500 | 5500 | 5500 | 5500 | 5250 | 5250 | 5500 | 4.545% | 5397.1499 | 10 | 74 |  |  | 0 | #N/A |  | 5617.1919 | 11 | 51 |  |  | 1 | #N/A |  |  | 8097.9494 | 8 | 46 |  |  | 2 | #N/A |  | 5617.1919 | 11 | 56 | Q1 | 5554.6291 | 1 | 1 | [14 empty] | 5617.1919 | 12 | 57 | Q1 | 5576.2282 | 1 | 1
[6 empty] | Q2 | 7250 | 6250 | 7250 | 7750 | 5500 | 5750 | 7750 | 25.81% | 5406.1737 | 10 | 84 |  |  | 0 | #N/A |  | 5729.095 | 6 | 57 |  |  | 1 | #N/A |  |  | 8117.9439 | 4 | 50 | Q3 | 8115.4446 | 3 | 3 |  | 5729.095 | 8 | 64 |  |  | 1 | #N/A | [14 empty] | 5729.095 | 8 | 65 |  |  | 1 | #N/A
[6 empty] | Q3 | 9000 | 9000 | 8000 | 10000 | 6250 | 7750 | 10000 | 22.5% | 5444.2608 | 10 | 94 |  |  | 0 | #N/A |  | 6048.9217 | 6 | 63 |  |  | 1 | #N/A |  |  | 10320.399 | 8 | 58 |  |  | 3 | #N/A |  | 6266.5219 | 8 | 72 |  |  | 1 | #N/A | [14 empty] | 6048.9217 | 8 | 73 |  |  | 1 | #N/A
[15 empty] | 5458.7873 | 10 | 104 | Q1 | 5447.8924 | 1 | 1 |  | 6266.5219 | 6 | 69 | Q2 | 6230.2552 | 2 | 2 |  |  | 13001.0721 | 8 | 66 | Q4 | 13001.0721 | 4 | 4 |  | 6625.6452 | 1 | 73 |  |  | 1 | #N/A | [14 empty] | 6266.5219 | 8 | 81 |  |  | 1 | #N/A
[6 empty] | Quartiles | HTGR: Selected Values for ATB; PWR: 5463.1711; PWR: 1; HTGR: 105; PWR: 1; PWR: #N/A; PWR: 7844.5888; HTGR: 11; SFR: 80; PWR: 2; SFR: #N/A; HTGR: 6820.8238; HTGR: 8 | 81 |  |  | 1 | #N/A | [14 empty] | 6625.6452 | 1 | 82 |  |  | 1 | #N/A
[6 empty] | Q1 | HTGR: 5500; HTGR: 5250; HTGR: 5500; PWR: 5551.6499; PWR: 10; HTGR: 115; PWR: 1; PWR: #N/A; PWR: 8169.5159; HTGR: 6; SFR: 86; PWR: 2; SFR: #N/A; HTGR: 7948.3704; HTGR: 11 | 92 | Q2 | 7845.8662 | 2 | 2 | [14 empty] | 6820.8238 | 8 | 90 |  |  | 1 | #N/A
[6 empty] | Q2 | HTGR: 7250; HTGR: 5750; HTGR: 7750; PWR: 5617.1919; PWR: 19; HTGR: 134; PWR: 1; PWR: #N/A; PWR: 8484.3459; HTGR: 11; SFR: 97; PWR: 2; SFR: #N/A; HTGR: 8117.9439; HTGR: 8 | 100 |  |  | 2 | #N/A | [14 empty] | 7948.3704 | 12 | 102 | Q2 | 7666.4838 | 2 | 2
[6 empty] | Q3 | HTGR: 9000; HTGR: 7750; HTGR: 10000; PWR: 5658.5418; PWR: 10; HTGR: 144; PWR: 1; PWR: #N/A; PWR: 9618.2733; HTGR: 11; SFR: 108; SFR: Q3; BWR: 8999.7674; PWR: 3; SFR: 3; HTGR: 8169.5159; HTGR: 8 | 108 |  |  | 2 | #N/A | [14 empty] | 8117.9439 | 8 | 110 |  |  | 2 | #N/A
[7 empty] | PWR: 5729.095; PWR: 10; HTGR: 154; PWR: 1; PWR: #N/A; PWR: 10230.0829; HTGR: 6; SFR: 114; PWR: 3; SFR: #N/A; HTGR: 8484.3459; HTGR: 11 | 119 |  |  | 2 | #N/A | [14 empty] | 8169.5159 | 8 | 118 |  |  | 2 | #N/A
[7 empty] | PWR: 6048.9217; PWR: 10; HTGR: 164; PWR: 1; PWR: #N/A; PWR: 10522.3742; HTGR: 11; SFR: 125; PWR: 3; SFR: #N/A; HTGR: 9618.2733; HTGR: 11 | 130 |  |  | 2 | #N/A | [14 empty] | 8484.3459 | 12 | 130 |  |  | 2 | #N/A
[7 empty] | PWR: 6266.5219; PWR: 10; HTGR: 174; PWR: 1; PWR: #N/A; PWR: 11003.7348; HTGR: 11; SFR: 136; SFR: Q4; BWR: 11003.7348; PWR: 4; SFR: 4; HTGR: 10230.0829; HTGR: 8 | 138 | Q3 | 10115.3686 | 3 | 3 | [14 empty] | 9618.2733 | 12 | 142 |  |  | 2 | #N/A
[7 empty] | PWR: 6625.6452; PWR: 1; HTGR: 175; PWR: 1; PWR: #N/A; HTGR: 10320.399; HTGR: 11 | 149 |  |  | 3 | #N/A | [14 empty] | 10230.0829 | 8 | 150 | Q3 | 10115.3686 | 3 | 3
[7 empty] | PWR: 6820.8238; PWR: 10; HTGR: 185; PWR: 1; PWR: #N/A; HTGR: 10522.3742; HTGR: 11 | 160 |  |  | 3 | #N/A | [14 empty] | 10320.399 | 12 | 162 |  |  | 3 | #N/A
[7 empty] | PWR: 7844.5888; PWR: 19; HTGR: 204; HTGR: Q2; PWR: 7251.8827; PWR: 2; PWR: 2; HTGR: 11003.7348; HTGR: 11 | 171 |  |  | 3 | #N/A | [14 empty] | 10522.3742 | 12 | 174 |  |  | 3 | #N/A
[7 empty] | PWR: 7948.3704; PWR: 19; HTGR: 223; PWR: 2; PWR: #N/A; HTGR: 13001.0721; HTGR: 11 | 182 | Q4 | 13001.0721 | 4 | 4 | [14 empty] | 11003.7348 | 12 | 186 |  |  | 3 | #N/A
[7 empty] | PWR: 8097.9494; PWR: 19; HTGR: 242; PWR: 2; PWR: #N/A | [19 empty] | 13001.0721 | 12 | 198 | Q4 | 13001.0721 | 4 | 4
[15 empty] | 8117.9439 | 10 | 252 |  |  | 2 | #N/A
[15 empty] | 8169.5159 | 10 | 262 |  |  | 2 | #N/A
[15 empty] | 8484.3459 | 19 | 281 |  |  | 2 | #N/A
[15 empty] | 9618.2733 | 19 | 300 | Q3 | 8991.6292 | 3 | 3
[15 empty] | 10230.0829 | 10 | 310 |  |  | 3 | #N/A
[15 empty] | 10320.399 | 19 | 329 |  |  | 3 | #N/A
[15 empty] | 10522.3742 | 19 | 348 |  |  | 3 | #N/A
[15 empty] | 11003.7348 | 19 | 367 |  |  | 3 | #N/A
[15 empty] | 13001.0721 | 19 | 386 | Q4 | 13001.0721 | 4 | 4
[7 empty] | PWR: MIN; PWR: 5617.1919; HTGR: 2557.0576; HTGR: 4016.4893; PWR: MIN; HTGR: 5617.1919; SFR: 2557.0576; SFR: 4016.4893; SFR: MIN; SFR: 7948.3704; SFR: 4302.5471; PWR: 5463.1711; HTGR: MIN; HTGR: 5617.1919 | 2557.0576 | 4016.4893 |  |  |  | MIN | 7844.5888 | 4302.5471 | #VALUE! |  |  |  | MIN | 7844.5888 | 2557.0576 | #VALUE! |  |  |  | MIN | 5617.1919 | 4647.9886 | 4016.4893
[7 empty] | PWR: MAX; PWR: 13001.0721; HTGR: 10230.0829; HTGR: 6625.6452; PWR: MAX; HTGR: 11003.7348; SFR: 10230.0829; SFR: 4741.2381; SFR: MAX; SFR: 13001.0721; SFR: 8117.9439; PWR: 6625.6452; HTGR: MAX; HTGR: 13001.0721 | 10230.0829 | 6625.6452 |  |  |  | MAX | 8097.9494 | 6048.9217 | #VALUE! |  |  |  | MAX | 8097.9494 | 5658.5418 | #VALUE! |  |  |  | MAX | 13001.0721 | 10230.0829 | 6625.6452
[7 empty] | PWR: FOAK; HTGR: NOAK; HTGR: BOAK; HTGR: FOAK; SFR: NOAK; SFR: BOAK; SFR: FOAK; SFR: NOAK; PWR: BOAK; HTGR: FOAK | NOAK | BOAK |  |  |  |  | FOAK | NOAK | BOAK |  |  |  |  | FOAK | NOAK | BOAK |  |  |  |  | FOAK | NOAK | BOAK
[7 empty] | PWR: 5617.1919; HTGR: 2557.0576; HTGR: 4016.4893; HTGR: 5617.1919; SFR: 2557.0576; SFR: 4016.4893; SFR: 7948.3704; SFR: 4302.5471; PWR: 5463.1711; HTGR: 5617.1919 | 2557.0576 | 4016.4893 |  |  |  |  | 7844.5888 | 4302.5471 | #VALUE! |  |  |  |  | 7844.5888 | 2557.0576 | #VALUE! |  |  |  |  | 5617.1919 | 4647.9886 | 4016.4893
[7 empty] | PWR: 7844.5888; HTGR: 4302.5471; HTGR: 4076.8654; HTGR: 7844.5888; SFR: 4647.9886; SFR: 4076.8654; SFR: 8097.9494; SFR: 4834.0207; PWR: 6625.6452; HTGR: 7948.3704 | 4647.9886 | 4076.8654 |  |  |  |  | 8097.9494 | 4834.0207 | [5 empty] | 8097.9494 | 4302.5471 | [5 empty] | 7948.3704 | 4834.0207 | 4076.8654
[7 empty] | PWR: 7948.3704; HTGR: 4647.9886; HTGR: 4342.0792; HTGR: 8484.3459; SFR: 5332.0263; SFR: 4342.0792; SFR: 10320.399; SFR: 5082.3725; HTGR: 8484.3459 | 5082.3725 | 4342.0792 | [5 empty] | 5332.0263 | [6 empty] | 5082.3725 | [5 empty] | 8484.3459 | 5397.1499 | 4342.0792
[7 empty] | PWR: 8097.9494; HTGR: 4834.0207; HTGR: 4741.2381; HTGR: 9618.2733; SFR: 5397.1499; SFR: 4741.2381; SFR: 13001.0721; SFR: 5406.1737; HTGR: 9618.2733 | 5444.2608 | 4741.2381 | [5 empty] | 5397.1499 | [6 empty] | 5332.0263 | [5 empty] | 9618.2733 | 5444.2608 | 4741.2381
[7 empty] | PWR: 8484.3459; HTGR: 5082.3725; HTGR: 5463.1711; HTGR: 10522.3742; SFR: 5444.2608; SFR: 5458.7873; HTGR: 10320.399 | 5551.6499 | 5463.1711 | [5 empty] | 5406.1737 | [6 empty] | 5406.1737 | [5 empty] | 10320.399 | 5551.6499 | 5463.1711
[7 empty] | HTGR: OCC; HTGR: Nameplate Cap; HTGR: OCC; HTGR: Nameplate Cap; PWR: 9618.2733; HTGR: 5332.0263; HTGR: 6625.6452; HTGR: 11003.7348; SFR: 5551.6499; SFR: 5658.5418; HTGR: 10522.3742 | 5729.095 | 6625.6452 | [5 empty] | 5458.7873 | [6 empty] | 5458.7873 | [5 empty] | 10522.3742 | 5729.095 | 6625.6452
[7 empty] | HTGR: 2557.0576; HTGR: 2160; HTGR: 2557.0576; HTGR: 2160; PWR: 10320.399; HTGR: 5397.1499; SFR: 5729.095; SFR: 6820.8238; HTGR: 11003.7348 | 6266.5219 | [6 empty] | 5658.5418 | [6 empty] | 5658.5418 | [5 empty] | 11003.7348 | 6048.9217
[7 empty] | HTGR: 4016.4893; HTGR: 3110; HTGR: 2630.2743; HTGR: 2160; PWR: 10522.3742; HTGR: 5406.1737; SFR: 6048.9217; SFR: 8117.9439; HTGR: 13001.0721 | 6820.8238 | [6 empty] | 6048.9217 | [12 empty] | 13001.0721 | 6266.5219
[7 empty] | HTGR: 4076.8654; HTGR: 2488; HTGR: 2755.5685; HTGR: 2160; PWR: 11003.7348; HTGR: 5444.2608; SFR: 6266.5219 | 8117.9439 | [20 empty] | 6820.8238
[7 empty] | HTGR: 4302.5471; HTGR: 1144; HTGR: 3516.6164; HTGR: 2160; PWR: 13001.0721; HTGR: 5458.7873; SFR: 8169.5159 | 8169.5159 | [20 empty] | 8117.9439
[7 empty] | HTGR: 4342.0792; HTGR: 1244; HTGR: 4016.4893; HTGR: 3110; HTGR: 5551.6499; SFR: 10230.0829 | 10230.0829 | [20 empty] | 8169.5159
[7 empty] | HTGR: 4647.9886; HTGR: 869; HTGR: 4076.8654; HTGR: 2488; HTGR: 5658.5418 | [21 empty] | 10230.0829
[7 empty] | 4741.2381 | 622 |  |  | 4302.5471 | 1144 |  |  |  |  | 5729.095
[7 empty] | 4834.0207 | 290 |  |  | 4342.0792 | 1244 |  |  |  |  | 6048.9217
[7 empty] | 5082.3725 | 1500 |  |  | 4647.9886 | 869 |  |  |  |  | 6266.5219
[7 empty] | 5332.0263 | 2200 |  |  | 4741.2381 | 622 |  |  |  |  | 6820.8238
[7 empty] | 5397.1499 | 462 |  |  | 4834.0207 | 290 |  |  |  |  | 8117.9439
[7 empty] | 5406.1737 | 1144 |  |  | 4865.1305 | 869 |  |  |  |  | 8169.5159
[7 empty] | 5444.2608 | 1124 |  |  | 5082.3725 | 1500 |  |  |  |  | 10230.0829
[7 empty] | 5458.7873 | 587 |  |  | 5082.3725 | 1500
[7 empty] | 5463.1711 | 311 |  |  | 5332.0263 | 2200
[7 empty] | 5551.6499 | 693 |  |  | 5397.1499 | 462
[7 empty] | 5617.1919 | 1064 |  |  | 5406.1737 | 1144
[7 empty] | 5658.5418 | 587 |  |  | 5444.2608 | 1124
[7 empty] | 5729.095 | 806 |  |  | 5458.7873 | 587
[7 empty] | 6048.9217 | 720 |  |  | 5463.1711 | 311
[7 empty] | 6266.5219 | 656 |  |  | 5523.9605 | 869
[7 empty] | 6625.6452 | 165 |  |  | 5551.6499 | 693
[7 empty] | 6820.8238 | 281 |  |  | 5617.1919 | 1064
[7 empty] | 7844.5888 | 2200 |  |  | 5658.5418 | 587
[7 empty] | 7948.3704 | 380 |  |  | 5729.095 | 806
[7 empty] | 8097.9494 | 1144 |  |  | 5782.7536 | 693
[7 empty] | 8117.9439 | 164 |  |  | 5993.3821 | 806
[7 empty] | 8169.5159 | 616 |  |  | 6048.9217 | 720
[7 empty] | 8484.3459 | 1124 |  |  | 6263.1769 | 806
[7 empty] | 9618.2733 | 600 |  |  | 6266.5219 | 656
[7 empty] | 10230.0829 | 1100 |  |  | 6546.3792 | 693
[7 empty] | 10320.399 | 281 |  |  | 6625.6452 | 165
[7 empty] | 10522.3742 | 656 |  |  | 6820.8238 | 281
[7 empty] | 11003.7348 | 624 |  |  | 7844.5888 | 2200
[7 empty] | 13001.0721 | 164 |  |  | 7948.3704 | 380
[11 empty] | 8097.9494 | 1144
[11 empty] | 8117.9439 | 164
[11 empty] | 8169.5159 | 616
[11 empty] | 8484.3459 | 1124
[11 empty] | 9618.2733 | 600
[11 empty] | 10230.0829 | 1100
[11 empty] | 10320.399 | 281
[11 empty] | 10522.3742 | 656
[11 empty] | 11003.7348 | 624
[11 empty] | 13001.0721 | 164
[11 empty] | 14927.2896 | 154
[11 empty] | 18419.1753 | 275
#N/A
#VALUE!
THE LARGE REACTOR AND SMR VALUES WERE SELECTED TO BE USED IN THE NREL ATB DATABASE

## Additional Considerations
Learning Rates
[8 empty] | SMR | Large
|  |  |  | SMR Size (GWe) | 0.3 |  | Conservative | 10000 | 7750
|  |  |  | # of Developers | 4 |  | Moderate | 7750 | 5750 |  |  |  |  | Rounded Interval | 250
|  |  |  | Spillover Learning Rate | 33% |  | Advanced | 5500 | 5250
[14 empty] | Large Reactor Size (GWe) | 1
[5 empty] | Small Modular Reactors | [9 empty] | Large Reactors
|  |  |  | Assumed Learning Rate | 9.5% | [8 empty] | Assumed Learning Rate | 8%
[6 empty] | Initial Learning | Total Learning (including Spillover ) | Rounded
|  |  | GW Deployed | # of Reactors | Starting BOAK: | 10000 | [7 empty] | GW Deployed | # of Reactors | Starting BOAK: | 7750
SMR Conservative |  | 2025 | 0 | 0 | [6 empty] | Large Reactor Conservative |  | 2025 | 0 | 0
|  | 2030 | 0 | 0 |  | 10000 | 10000 | 10000 |  |  |  |  | 2030 | 0 | 0 |  | 7750 | 7750 | 7750
|  | 2035 | 1 | 3.3333 |  | 10000 | 9587.6818 | 9500 | 4.123% |  |  |  | 2035 | 1 | 0.665 |  | 7750 | 7750 | 7750 | 0%
|  | 2040 | 3 | 10 |  | 8763.8016 | 7988.7932 | 8000 | 20.11% |  |  |  | 2040 | 3 | 3 |  | 7750 | 7466.5159 | 7500 | 3.658%
|  | 2045 | 6 | 20 |  | 7931.2405 | 7003.2018 | 7000 | 29.97% | 0.29968 |  |  | 2045 | 6 | 6 |  | 7310.427 | 6822.2231 | 6750 | 11.97%
|  | 2050 | 12 | 40 |  | 7177.7726 | 6139.2046 | 6250 | 38.61% |  |  |  | 2050 | 12 | 12 |  | 6615.9365 | 5980.5535 | 6000 | 22.83%
|  |  | GW Deployed |  | Starting BOAK: | 7750 | [7 empty] | GW Deployed |  | Starting BOAK: | 5750
SMR Moderate |  | 2025 | 0 | 0 | [6 empty] | Large Reactor Moderate |  | 2025 | 0 | 0
|  | 2030 | 1 | 0 |  | 7750 | 7750 | 7750 | Actual | Avg |  |  | 2030 | 1 | 1 |  | 5750 | 5750 | 5750 | Actual | Avg
|  | 2035 | 3 | 10 |  | 6791.9463 | 6191.3148 | 6250 | 19.35% | 22.42% |  |  | 2035 | 3 | 3 |  | 5750 | 5539.6731 | 5500 | 3.658% | 12.74%
|  | 2040 | 8.5 | 28.3333 |  | 5845.9987 | 5079.9928 | 5000 | 35.48% | 37.32% |  |  | 2040 | 8.5 | 8.5 |  | 5158.516 | 4737.5828 | 4750 | 17.61% | 23.25%
|  | 2045 | 17 | 56.6667 |  | 5290.6289 | 4453.2652 | 4500 | 41.94% | 45.3% |  |  | 2045 | 17 | 17 |  | 4668.457 | 4153.0989 | 4250 | 27.77% | 31.24%
|  | 2050 | 34 | 113.3333 |  | 4788.0191 | 3903.8581 | 4000 | 48.39% | 51.32% |  |  | 2050 | 34 | 34 |  | 4224.9536 | 3640.7238 | 3750 | 36.68% | 38.81%
|  |  | GW Deployed |  | Starting BOAK: | 5500 | [7 empty] | GW Deployed |  | Starting BOAK: | 5250
SMR Advanced |  | 2025 | 0 | 0 | [6 empty] | Large Reactor Advanced |  | 2025 | 0 | 0
|  | 2030 | 1 | 2.2167 |  | 5500 | 5500 | 5500 |  |  |  |  | 2030 | 1 | 0.665 |  | 5250 | 5250 | 5250
|  | 2035 | 14.4307 | 48.1023 |  | 3844.2919 | 3260.301 | 3250 | 40.72% |  |  |  | 2035 | 14.4307 | 14.4307 |  | 4364.2829 | 3911.8472 | 4000 | 25.49%
|  | 2040 | 58.266 | 194.2199 |  | 3144.3267 | 2501.0123 | 2500 | 54.53% |  |  |  | 2040 | 58.266 | 58.266 |  | 3569.6382 | 3000.8205 | 3000 | 42.84%
|  | 2045 | 124.3796 | 414.5986 |  | 2819.033 | 2165.4819 | 2250 | 60.63% |  |  |  | 2045 | 124.3796 | 124.3796 |  | 3200.3442 | 2598.2369 | 2500 | 50.51%
|  | 2050 | 200 | 666.6667 |  | 2632.6527 | 1978.6493 | 2000 | 64.02% |  |  |  | 2050 | 200 | 200 |  | 2988.7536 | 2374.0673 | 2250 | 54.78%
Tax Credit Adjusted Values
[5 empty] | ITC Adjusted OCC Values | [5 empty] | ITC Adjusted OCC Values |  |  |  |  | Large Reactors | [8 empty] | Small Modular eactors
|  |  | ITC % | Adjustment Factor | Q1 | Q2 | Q3 |  | ITC % | Adjustment Factor | Q1 | Q2 | Q3 |  |  |  | Does Not Meet Domestic Labor Requirements | Does Not Meet Domestic Labor Requirements | Does Not Meet Domestic Labor Requirements | Does Not Meet Domestic Labor Requirements
|  |  | 0% | 1 | 5500 | 7750 | 10000 |  | 0% | 1 | 5250 | 5750 | 7750 | [5 empty] | Bonus Domestic Content | Bonus Domestic Content + Energy Communities | [7 empty] | Bonus Domestic Content | Bonus Domestic Content + Energy Communities
|  |  | 6% | 0.95 | 5225 | 7362.5 | 9500 |  | 6% | 0.95 | 4987.5 | 5462.5 | 7362.5 |  |  |  | No PTC | Base PTC ($5.5) | Base ($5.5) +10% | Base ($5.5) + 20% | [5 empty] | No PTC | Base PTC ($5.5) | Base ($5.5) +10% | Base ($5.5) + 20%
|  |  | 30% | 0.73 | 4015 | 5657.5 | 7300 |  | 30% | 0.73 | 3832.5 | 4197.5 | 5657.5 |  |  | Conservative | 37.69 | 32.19 | 31.64 | 31.09 |  |  |  |  | Conservative | 40.18 | 34.68 | 34.13 | 33.58
|  |  | 40% | 0.63433 | 3488.804 | 4916.042 | 6343.28 |  | 40% | 0.63433 | 3330.222 | 3647.386 | 4916.042 |  |  | Moderate | 32.63 | 27.13 | 26.58 | 26.03 |  |  |  |  | Moderate | 28.98 | 23.48 | 22.93 | 22.38
|  |  | 50% | 0.54 | 2970 | 4185 | 5400 |  | 50% | 0.54 | 2835 | 3105 | 4185 |  |  | Advanced | 24.61 | 19.11 | 18.56 | 18.01 |  |  |  |  | Advanced | 25.39 | 19.89 | 19.34 | 18.79
[19 empty] | Bonus Domestic Content | Bonus Domestic Content + Energy Communities | [7 empty] | Bonus Domestic Content | Bonus Domestic Content + Energy Communities
[17 empty] | No PTC | Base PTC ($27.5) | Base ($27.5) +10% | Base ($27.5) + 20% | [5 empty] | No PTC | Base PTC ($27.5) | Base ($27.5) +10% | Base ($27.5)+ 20%
|  |  |  | Starting Capex Values Adjusted for ITC and Rounded | [5 empty] | Starting Capex Values Adjusted for ITC and Rounded | [5 empty] | Conservative | 37.69 | 10.19 | 7.44 | 4.69 |  |  |  |  | Conservative | 40.18 | 12.68 | 9.93 | 7.18
[16 empty] | Moderate | 32.63 | 5.13 | 2.38 | -0.37 |  |  |  |  | Moderate | 28.98 | 1.48 | -1.27 | -4.02
|  |  | ITC % | Adjustment Factor | Q1 | Q2 | Q3 |  | ITC % | Adjustment Factor | Q1 | Q2 | Q3 |  |  | Advanced | 24.61 | -2.89 | -5.64 | -8.39 |  |  |  |  | Advanced | 25.39 | -2.11 | -4.86 | -7.61
|  |  | ITC: 0% | 1 | 5500 | 7750 | 10000 |  | ITC: 0% | 1 | 5250 | 5750 | 7750
|  |  | ITC: 6% | 0.95 | 5250 | 7250 | 9500 |  | ITC: 6% | 0.95 | 5000 | 5500 | 7250
|  |  | ITC: 30% | 0.73 | 4000 | 5750 | 7250 |  | ITC: 30% | 0.73 | 3750 | 4250 | 5750
|  |  | ITC: 40% | 0.63433 | 3500 | 5000 | 6250 |  | ITC: 40% | 0.63433 | 3250 | 3750 | 5000
|  |  | ITC: 50% | 0.54 | 3000 | 4250 | 5500 |  | ITC: 50% | 0.54 | 2750 | 3000 | 4250
MWth Adjustments
[5 empty] | Thermal Efficiency | 34% |  | 33% |  | 40% |  | 37% | [7 empty] | Thermal Efficiency | 34% |  | 33% |  | 40% |  | 37%
|  |  | Original Data |  |  | Data Average |  | LWR |  | HTGR |  | SFR | [5 empty] | Original Data |  |  | Data Average |  | LWR |  | HTGR |  | SFR
|  |  | Large Reactors | SMR |  | Large Reactors | SMR | Large Reactors | SMR | Large Reactors | SMR | Large Reactors | SMR |  |  |  |  | Large Reactors | SMR |  | Large Reactors | SMR | Large Reactors | SMR | Large Reactors | SMR | Large Reactors | SMR
|  | Q1/Low | 5250 | 5500 |  | 1500 | 1500 | 1500 | 1500 | 1750 | 1750 | 1500 | 1500 |  |  |  | Q1/Low | 26.4866 | 26.616 |  | 9 | 9 | 8 | 8 | 10 | 10 | 9 | 10
|  | Q2/Medium | 5750 | 7750 |  | 1500 | 2000 | 1500 | 2000 | 1750 | 2500 | 1750 | 2250 |  |  |  | Q2/Medium | 34.6328 | 30.2115 |  | 11 | 10 | 11 | 10 | 13 | 12 | 12 | 11
|  | Q3/High | 7750 | 10000 |  | 2000 | 2750 | 2000 | 2500 | 2500 | 3250 | 2250 | 3000 |  |  |  | Q3/High | 39.8 | 41.4097 |  | 13 | 14 | 13 | 13 | 15 | 16 | 14 | 15
[6 empty] | Rounded | [14 empty] | Rounded
|  | No turbine capital multiplier: | 0.79514 | [13 empty] | No turbine capital multiplier: | 0.96616
Calculations and References Below
Capital With and Without Capital Multiplier
https://www.osti.gov/servlets/purl/6511284
| Taken from Table 6.30 | With Electric (With Turbine) | [5 empty] | With Steam (No turbine)
|  | GE LWR |  |  | RI LMR |  |  | GE LWR |  |  | RI LMR
|  | Richland | Idaho | Savannah | Richland | Idaho | Savannah | Richland | Idaho | Savannah | Richland | Idaho | Savannah
| Capital | 5005 | 4887 | 4873 | 4125 | 3907 | 4014 | 4658 | 4549 | 4534 | 3775 | 3685 | 3675
| O&M | 19102 | 19044 | 19036 | 18062 | 18014 | 18007 | 18605 | 18550 | 18543 | 17566 | 17520 | 17515
Avg
| Capital Ratios | 0.93067 | 0.93084 | 0.93043 | 0.91515 | 0.94318 | 0.91555 | 0.92764
| O&M Ratios | 0.97398 | 0.97406 | 0.9741 | 0.97254 | 0.97258 | 0.97268 | 0.97332
| Taken from Table 3.23 | With Electric (With Turbine) | [5 empty] | With Steam (No turbine)
|  | SWR |  |  | WNP-1 |  |  | SWR |  |  | WNP-1
|  | Richland | Idaho | Savannah | Richland |  |  | Richland | Idaho | Savannah | Richland
| Capital | 5711 | 5936 | 4836 | 1954 |  |  | 4570 | 3933 | 3847 | 1747
| O&M | 17955 | 17320 | 17858 | 17591 |  |  | 17133 | 16564 | 17115 | 16759
Avg
| Capital Ratios | 0.80021 | 0.66257 | 0.79549 | 0.89406 | 0.78808
| O&M Ratios | 0.95422 | 0.95635 | 0.95839 | 0.9527 | 0.95542
| NGNP Data | https://art.inl.gov/NGNP/INL%20Documents/Year%202010/Sensitivity%20of%20HTGR%20Heat%20and%20Power%20Production%20to%20Reactor%20Outlet%20Temperature%20-%20Economic%20Analysis.pdf
| ROT | 750 | 800 | 850 | 900 | 950 | 750 | 800 | 850 | 900 | 950 | 750 | 800 | 850 | 900 | 950 | 750 | 800 | 850 | 900 | 950
| MWt | 600 | 600 | 600 | 600 | 600 | 600 | 600 | 600 | 600 | 600 | 300 | 300 | 300 | 300 | 300 | 300 | 300 | 300 | 300 | 300
| # units | 1 | 1 | 1 | 1 | 1 | 4 | 4 | 4 | 4 | 4 | 1 | 1 | 1 | 1 | 1 | 4 | 4 | 4 | 4 | 4
| Maturity | NOAK | NOAK | NOAK | NOAK | NOAK | NOAK | NOAK | NOAK | NOAK | NOAK | NOAK | NOAK | NOAK | NOAK | NOAK | NOAK | NOAK | NOAK | NOAK | NOAK
| Rankine Capital Ratios | 0.80494 | 0.79558 | 0.7861 | 0.79447 | 0.78884 | 0.75462 | 0.7434 | 0.73208 | 0.74077 | 0.73381 | 0.7967 | 0.78691 | 0.77699 | 0.78493 | 0.77894 | 0.74021 | 0.72626 | 0.63044 | 0.72358 | 0.7164
Combined Average
| Capital | 0.79514
| O&M | 0.96616
All ratios
Capital Ratios | 0.93067 | 0.93084 | 0.93043 | 0.91515 | 0.94318 | 0.91555 | 0.80021 | 0.66257 | 0.79549 | 0.89406 | 0.80494 | 0.79558 | 0.7861 | 0.79447 | 0.78884 | 0.75462 | 0.7434 | 0.73208 | 0.74077 | 0.73381 | 0.7967 | 0.78691 | 0.77699 | 0.78493 | 0.77894 | 0.74021 | 0.72626 | 0.63044 | 0.72358 | 0.7164
O&M Ratios | 0.97398 | 0.97406 | 0.9741 | 0.97254 | 0.97258 | 0.97268 | 0.95422 | 0.95635 | 0.95839 | 0.9527
Coal to Nuclear
|  |  | Ref |  |  | C2N |  |  |  |  | Savings
|  |  | Advanced | Moderate | Conservative | Advanced | Moderate | Conservative |  |  | Advanced | Moderate | Conservative |  |  | C2N site compatibility
| Large Reactor | OCC 2030 ($/kWe) | 5250 | 5750 | 7750 | 3936.1325 | 4591.3732 | 6566.2638 | Large Reactor (based on PWR C2N#1) | BOAK OCC ($/kWe) | -25.03% | -20.15% | -15.27% |  | SMR | 0.79618
|  | OCC 2050 ($/kWe) | 2250 | 3750 | 6000 | 1686.9139 | 2994.3738 | 5083.5591 |  | OCC 2050 ($/kWe) | -25.03% | -20.15% | -15.27% |  | LWR-retired | 0.22293
|  | Fuel Costs ($/MWh) | 9.0686 | 10.3001 | 11.3077 | 9.0686 | 10.3001 | 11.3077 |  | Fuel Costs ($/MWh) | 0% | 0% | 0% |  | LWR-retiring | 0.38819
|  | Fixed O&M ($/kW-yr) | 126.4222 | 175.4222 | 204.4222 | 145.4053 | 196.6308 | 223.1563 |  | Fixed O&M ($/kW-yr) | 15.02% | 12.09% | 9.164% |  | LWR | 0.32234
|  | Variable O&M ($MWh) | 1.9 | 2.8 | 3.4 | 1.9 | 2.8 | 3.4 |  | Variable O&M ($MWh) | 0% | 0% | 0%
| SMR | OCC 2030 ($/kWe) | 5500 | 7750 | 10000 | 3649.4825 | 5770.5038 | 8256.2 | SMR (Based on SFR, C2N#3) | BOAK OCC ($/kWe) | -33.65% | -25.54% | -17.44%
|  | OCC 2050 ($/kWe) | 2000 | 4000 | 6250 | 1327.0846 | 2978.3245 | 5160.125 |  | OCC 2050 ($/kWe) | -33.65% | -25.54% | -17.44%
|  | Fuel Costs ($/MWh) | 10 | 11 | 12.1 | 10 | 11.0018 | 12.1039 |  | Fuel Costs ($/MWh) | 0% | 0.01625% | 0.03251%
|  | Fixed O&M ($/kW-yr) | 126.4222 | 175.4222 | 204.4222 | 151.9436 | 202.3059 | 225.8105 |  | Fixed O&M ($/kW-yr) | 20.19% | 15.33% | 10.46%
|  | Variable O&M ($MWh) | 1.9 | 2.8 | 3.4 | 1.9 | 2.8 | 3.4 |  | Variable O&M ($MWh) | 0% | 0% | 0%
| Project Type | Example Reactor Type | Assumption Set | VOM | FOM | Fuel Cost | OCC | VOM | FOM | Fuel Cost | OCC
|  |  |  | $/MWh | $/kw-yr | $/MWh | $/kW | $/MWh | $/kw-yr | $/MWh | $/kW |  | FOM-non maintenance | FOM-maintenance | Total FOM
| C2N#0 | PWR | Baseline | 2 | 80 | 10.52 | 4799 | [5 empty] | 32 | 48 | 80
| C2N#1 | PWR | Baseline | 2 | 92.0125 | 10.52 | 3598 | 0% | 15.02% | 0% | -25.03% |  | 32 | 60.0125 | 92.0125
| C2N#1 | PWR | Conservative | 2.5 | 87.3315 | 13.15 | 4066 | 0% | 9.164% | 0% | -15.27% |  | 32 | 55.3315 | 87.3315
| C2N#0 | HTGR | Baseline | 2.07 | 96.64 | 11.46 | 6028 | [5 empty] | 38.656 | 57.984 | 96.64
| C2N#2 | HTGR | Baseline | 2.07 | 116.6189 | 11.46 | 3951 | 0% | 20.67% | 0% | -34.46% |  | 38.656 | 77.9629 | 116.6189
| C2N#2 | HTGR | Conservative | 2.59 | 109.1064 | 14.33 | 4732 | 0.1208% | 12.9% | 0.04363% | -21.5% |  | 38.656 | 70.4504 | 109.1064
| C2N#0 | SFR | Baseline | 2 | 86 | 15.38 | 5121 | [5 empty] | 34.4 | 51.6 | 86
| C2N#3 | SFR | Baseline | 2 | 103.3612 | 15.38 | 3398 | 0% | 20.19% | 0% | -33.65% |  | 34.4 | 68.9612 | 103.3612
| C2N#3 | SFR | Conservative | 2.5 | 94.998 | 19.23 | 4228 | 0% | 10.46% | 0.03251% | -17.44% |  | 34.4 | 60.598 | 94.998
LCOE Calculations
[11 empty] | Large Reactor |  |  | SMR
[9 empty] | Inputs | Units | Conservative | Moderate | Advanced | Conservative | Moderate | Advanced
[9 empty] | Total O&M | $/MWh | 39.8 | 34.6328 | 26.4866 | 41.4097 | 30.2115 | 26.616
[9 empty] | Fixed O&M | $/kWe-year | 204.4222 | 175.4222 | 126.4222 | 215.5831 | 135.6058 | 117.7693
[9 empty] | Fuel | $/MWh | 11.3077 | 10.3001 | 9.0686 | 12.1 | 11 | 10
[9 empty] | Var O&M | $/MWh | 3.4 | 2.8 | 1.9 | 2.8474 | 2.5662 | 2.1601
[9 empty] | Capacity Factor | % | 93% | 93% | 93% | 93% | 93% | 93%
[9 empty] | Capital Cost (BOAK 2040) | $/kWe | 7750 | 5750 | 5250 | 10000 | 8000 | 5500
[9 empty] | Construction Time | Years | 10.3333 | 6.625 | 4.6875 | 5.875 | 4.5417 | 3.5417
[9 empty] | Reactor Lifetime | Years | 60 | 60 | 60 | 60 | 60 | 60
[9 empty] | Tax Rate | % | 0% | 0% | 0% | 0% | 0% | 0%
LCOE ($/MWh)
[31 empty] | Large Reactor |  |  | SMR
WACC | Financing Spend Impact Multiplier | [6 empty] | CRF | [7 empty] | Capital Cost (Including Financing) ($/kWe) | [6 empty] | Discounted Capital Cost (Including Financing) ($/kWe-Year) | [7 empty] | Conservative | Moderate | Advanced | Conservative | Moderate | Advanced
4% | 0.2294 | 0.14056 | 0.097159 | 0.12352 | 0.093972 | 0.072412 |  | 4.42% | 4.42% | 4.42% | 4.42% | 4.42% | 4.42% |  | 4% | 9527.8631 | 6558.2042 | 5760.0829 | 11235.2138 | 8751.7745 | 5898.2653 |  | 421.1491 | 289.8847 | 254.6063 | 496.6172 | 386.8446 | 260.7142 |  | 4% | 91.4951 | 70.2154 | 57.7389 | 102.3682 | 77.6957 | 58.618
4.5% | 0.26152 | 0.1593 | 0.10979 | 0.13983 | 0.10617 | 0.081687 |  | 4.845% | 4.845% | 4.845% | 4.845% | 4.845% | 4.845% |  | 4.5% | 9776.7673 | 6665.9923 | 5826.4073 | 11398.3413 | 8849.3387 | 5949.2792 |  | 473.726 | 322.9957 | 282.3142 | 552.2981 | 428.7881 | 288.2679 |  | 4.5% | 97.9488 | 74.2797 | 61.14 | 109.2029 | 82.8442 | 62.0001
5% | 0.29446 | 0.17832 | 0.12254 | 0.15635 | 0.11846 | 0.091013 |  | 5.283% | 5.283% | 5.283% | 5.283% | 5.283% | 5.283% |  | 5% | 10032.0928 | 6775.346 | 5893.3132 | 11563.4728 | 8947.7165 | 6000.5691 |  | 529.9773 | 357.9292 | 311.333 | 610.8773 | 472.6916 | 316.9992 |  | 5% | 104.8535 | 78.5677 | 64.702 | 116.3934 | 88.2332 | 65.5268
5.5% | 0.32826 | 0.19761 | 0.13539 | 0.17306 | 0.13086 | 0.10039 |  | 5.731% | 5.731% | 5.731% | 5.731% | 5.731% | 5.731% |  | 5.5% | 10293.9975 | 6886.2844 | 5960.8042 | 11730.6281 | 9046.9125 | 6052.1355 |  | 589.9188 | 394.6328 | 341.5962 | 672.2479 | 518.452 | 346.8301 |  | 5.5% | 112.2112 | 83.073 | 68.4167 | 123.9265 | 93.8502 | 69.1885
6% | 0.36292 | 0.21719 | 0.14836 | 0.18998 | 0.14337 | 0.10981 |  | 6.188% | 6.188% | 6.188% | 6.188% | 6.188% | 6.188% |  | 6% | 10562.6425 | 6998.827 | 6028.884 | 11899.8273 | 9146.9314 | 6103.9794 |  | 653.5711 | 433.0575 | 373.0415 | 736.3104 | 565.973 | 377.6881 |  | 6% | 120.0243 | 87.7895 | 72.2765 | 131.79 | 99.6833 | 72.9763
6.5% | 0.39848 | 0.23704 | 0.16144 | 0.20711 | 0.15597 | 0.11929 |  | 6.652% | 6.652% | 6.652% | 6.652% | 6.652% | 6.652% |  | 6.5% | 10838.1926 | 7112.9936 | 6097.5561 | 12071.0905 | 9247.7778 | 6156.1014 |  | 720.9617 | 473.1597 | 405.6123 | 802.9747 | 615.1666 | 409.5068 |  | 6.5% | 128.2964 | 92.712 | 76.2745 | 139.9729 | 105.7217 | 76.8819
7% | 0.43494 | 0.25718 | 0.17463 | 0.22444 | 0.16868 | 0.12882 |  | 7.123% | 7.123% | 7.123% | 7.123% | 7.123% | 7.123% |  | 7% | 11120.8163 | 7228.8039 | 6166.8242 | 12244.438 | 9349.4564 | 6208.5022 |  | 792.1271 | 514.9021 | 439.2581 | 872.1618 | 665.9545 | 442.2268 |  | 7% | 137.0317 | 97.8357 | 80.4045 | 148.4654 | 111.9558 | 80.8982
7.5% | 0.47235 | 0.27761 | 0.18794 | 0.24199 | 0.1815 | 0.1384 |  | 7.599% | 7.599% | 7.599% | 7.599% | 7.599% | 7.599% |  | 7.5% | 11410.6858 | 7346.278 | 6236.6918 | 12419.8902 | 9451.9719 | 6261.1825 |  | 867.1142 | 558.2541 | 473.935 | 943.8051 | 718.2687 | 475.7961 |  | 7.5% | 146.2362 | 103.1571 | 84.661 | 157.2595 | 118.3772 | 85.0188
8% | 0.51071 | 0.29834 | 0.20136 | 0.25975 | 0.19442 | 0.14803 |  | 8.08% | 8.08% | 8.08% | 8.08% | 8.08% | 8.08% |  | 8% | 11707.9773 | 7465.4362 | 6307.1625 | 12597.4676 | 9555.329 | 6314.1432 |  | 945.9805 | 603.1919 | 509.6058 | 1017.8495 | 772.051 | 510.1698 |  | 8% | 155.9169 | 108.6731 | 89.0395 | 166.3482 | 124.9789 | 89.2381
8.5% | 0.55005 | 0.31936 | 0.2149 | 0.27772 | 0.20744 | 0.15771 |  | 8.564% | 8.564% | 8.564% | 8.564% | 8.564% | 8.564% |  | 8.5% | 12012.8707 | 7586.2989 | 6378.2402 | 12777.1911 | 9659.5323 | 6367.3848 |  | 1028.795 | 649.6987 | 546.2392 | 1094.2522 | 827.2526 | 545.3096 |  | 8.5% | 166.0821 | 114.3817 | 93.5361 | 175.7265 | 131.7547 | 93.5514
9% | 0.59039 | 0.34068 | 0.22856 | 0.29591 | 0.22057 | 0.16744 |  | 9.051% | 9.051% | 9.051% | 9.051% | 9.051% | 9.051% |  | 9% | 12325.5499 | 7708.8867 | 6449.9282 | 12959.0814 | 9764.5867 | 6420.9082 |  | 1115.6372 | 697.7637 | 583.8101 | 1172.9808 | 883.8337 | 581.1833 |  | 9% | 176.7418 | 120.2816 | 98.1479 | 185.3902 | 138.6999 | 97.9548
9.5% | 0.63177 | 0.3623 | 0.24233 | 0.31432 | 0.23381 | 0.17722 |  | 9.541% | 9.541% | 9.541% | 9.541% | 9.541% | 9.541% |  | 9.5% | 12646.203 | 7833.2205 | 6522.2305 | 13143.1596 | 9870.4967 | 6474.714 |  | 1206.5978 | 747.3822 | 622.2982 | 1254.0134 | 941.7625 | 617.7645 |  | 9.5% | 187.907 | 126.3721 | 102.8722 | 195.3368 | 145.8105 | 102.4451
10% | 0.6742 | 0.38423 | 0.25622 | 0.33294 | 0.24716 | 0.18706 |  | 10.03% | 10.03% | 10.03% | 10.03% | 10.03% | 10.03% |  | 10% | 12975.0222 | 7959.3212 | 6595.1505 | 13329.4468 | 9977.2672 | 6528.8031 |  | 1301.7776 | 798.5548 | 661.6882 | 1337.3369 | 1001.0143 | 655.0316 |  | 10% | 199.5901 | 132.6534 | 107.7072 | 205.5645 | 153.0836 | 107.0195
10.5% | 0.7177 | 0.40647 | 0.27023 | 0.3518 | 0.26061 | 0.19694 |  | 10.53% | 10.53% | 10.53% | 10.53% | 10.53% | 10.53% |  | 10.5% | 13312.2039 | 8087.21 | 6668.6921 | 13517.9644 | 10084.9029 | 6583.1761 |  | 1401.2872 | 851.2869 | 701.9689 | 1422.9463 | 1061.5707 | 692.9672 |  | 10.5% | 211.8047 | 139.1262 | 112.6516 | 216.0729 | 160.5167 | 111.676
Construction Duration
[7 empty] | SMRs | [9 empty] | Large Reactors
[7 empty] | Q1 | Q2 | Q3
[6 empty] | Months | 42.5 | 54.5 | 70.5 | [7 empty] | LWR
[6 empty] | Years | 3.5417 | 4.5417 | 5.875 | [7 empty] | Years |  | Months
|  |  | Incramentals |  |  |  | Totals (Adjusted for Fuel Load) |  |  |  | Totals | [5 empty] | First Criticality | Grid Connection | First Criticality | Grid Connection
|  |  | Upper Bound Labor Constraint |  | Low Bound Labor Constraint |  | Upper Bound Labor Constraint |  | Low Bound Labor Constraint |  | Upper Bound Labor Constraint |  | Low Bound Labor Constraint |  |  | Q1 | 4.6875 | 5.0208 | 56.25 | 60.25
|  | SM-BWR | FOAK | NOAK | FOAK | NOAK | FOAK | NOAK | FOAK | NOAK | FOAK | NOAK | FOAK | NOAK |  | Q2 | 6.625 | 6.8333 | 79.5 | 82
|  | Baseline | 55 | 41 | 58 | 41 | 55 | 41 | 58 | 41 | 45 | 31 | 48 | 31 |  | Q3 | 10.3333 | 10.4167 | 124 | 125
|  | Median | 14 | 1 | 13 | 3 | 69 | 42 | 71 | 44 | 59 | 32 | 61 | 34
|  | 97.5% Percentile | 32 | 10 | 41 | 13 | 87 | 51 | 99 | 54 | 77 | 41 | 89 | 44
|  | Fuel Loading to Commerical Ops |  |  |  |  | 10 | 10 | 10 | 10 | [6 empty] | US DATA In Years |  | US DATA In Months
[16 empty] | Reactor Location | To Critical | To Grid Connection | To Critical | To Grid Connection
[16 empty] | USA | 1.5833 | 1.75 | 19 | 21
[16 empty] | USA | 3 | 3.9167 | 36 | 47
[16 empty] | USA | 3.4167 | 3.9167 | 41 | 47
[16 empty] | USA | 2.75 | 3 | 33 | 36
[16 empty] | USA | 6.25 | 6.3333 | 75 | 76
[16 empty] | USA | 2.3333 | 2.5833 | 28 | 31
[16 empty] | USA | 2.25 | 2.4167 | 27 | 29
[16 empty] | USA | 1 | 3.5 | 12 | 42
[16 empty] | USA | 3.8333 | 4.5833 | 46 | 55
[16 empty] | USA | 4 | 4.6667 | 48 | 56
[16 empty] | USA | 3.1667 | 3.9167 | 38 | 47
[16 empty] | USA | 4.25 | 4.5833 | 51 | 55
[16 empty] | USA | 5 | 7.5 | 60 | 90
[16 empty] | USA | 6.6667 | 9.6667 | 80 | 116
[16 empty] | USA | 4.0833 | 4.9167 | 49 | 59
[16 empty] | USA | 7 | 7.1667 | 84 | 86
[16 empty] | USA | 3.0833 | 3.1667 | 37 | 38
[16 empty] | USA | 3.1667 | 3.25 | 38 | 39
[16 empty] | USA | 4.3333 | 5.0833 | 52 | 61
[16 empty] | USA | 4.4167 | 4.75 | 53 | 57
[16 empty] | USA | 4.4167 | 4.5833 | 53 | 55
[16 empty] | USA | 3.5833 | 3.6667 | 43 | 44
[16 empty] | USA | 4 | 4.25 | 48 | 51
[16 empty] | USA | 3.4167 | 3.4167 | 41 | 41
[16 empty] | USA | 3.3333 | 3.3333 | 40 | 40
[16 empty] | USA | 4.4167 | 4.5 | 53 | 54
[16 empty] | USA | 3.5 | 3.75 | 42 | 45
[16 empty] | USA | 4.25 | 4.75 | 51 | 57
[16 empty] | USA | 4.1667 | 4.75 | 50 | 57
[16 empty] | USA | 4.6667 | 5.1667 | 56 | 62
[16 empty] | USA | 5.1667 | 5.25 | 62 | 63
[16 empty] | USA | 4.0833 | 4.0833 | 49 | 49
[16 empty] | USA | 3.8333 | 3.9167 | 46 | 47
[16 empty] | USA | 3.8333 | 4.0833 | 46 | 49
[16 empty] | USA | 4.25 | 4.75 | 51 | 57
[16 empty] | USA | 5.5 | 5.5833 | 66 | 67
[16 empty] | USA | 4 | 4.0833 | 48 | 49
[16 empty] | USA | 4.75 | 4.75 | 57 | 57
[16 empty] | USA | 5.4167 | 5.5 | 65 | 66
[16 empty] | USA | 6.1667 | 6.1667 | 74 | 74
[16 empty] | USA | 6.5833 | 6.6667 | 79 | 80
[16 empty] | USA | 4.5 | 4.5 | 54 | 54
[16 empty] | USA | 5.1667 | 5.1667 | 62 | 62
[16 empty] | USA | 6.25 | 6.4167 | 75 | 77
[16 empty] | USA | 5.5 | 5.5 | 66 | 66
[16 empty] | USA | 6 | 6.0833 | 72 | 73
[16 empty] | USA | 5 | 5 | 60 | 60
[16 empty] | USA | 5.6667 | 6.0833 | 68 | 73
[16 empty] | USA | 5.5833 | 5.6667 | 67 | 68
[16 empty] | USA | 5.6667 | 5.9167 | 68 | 71
[16 empty] | USA | 3.75 | 3.9167 | 45 | 47
[16 empty] | USA | 6.0833 | 6.0833 | 73 | 73
[16 empty] | USA | 5.8333 | 5.8333 | 70 | 70
[16 empty] | USA | 7.1667 | 7.25 | 86 | 87
[16 empty] | USA | 6.5833 | 6.6667 | 79 | 80
[16 empty] | USA | 6.8333 | 6.8333 | 82 | 82
[16 empty] | USA | 5.4167 | 5.5 | 65 | 66
[16 empty] | USA | 6 | 6.1667 | 72 | 74
[16 empty] | USA | 5.5 | 5.5 | 66 | 66
[16 empty] | USA | 6.3333 | 6.5833 | 76 | 79
[16 empty] | USA | 6.1667 | 6.4167 | 74 | 77
[16 empty] | USA | 5.8333 | 5.9167 | 70 | 71
[16 empty] | USA | 5.0833 | 5.1667 | 61 | 62
[16 empty] | USA | 5.9167 | 6 | 71 | 72
[16 empty] | USA | 5.8333 | 5.8333 | 70 | 70
[16 empty] | USA | 7.4167 | 7.4167 | 89 | 89
[16 empty] | USA | 5.75 | 5.8333 | 69 | 70
[16 empty] | USA | 5.9167 | 6 | 71 | 72
[16 empty] | USA | 8.0833 | 8.1667 | 97 | 98
[16 empty] | USA | 6.6667 | 6.8333 | 80 | 82
[16 empty] | USA | 8.4167 | 8.5 | 101 | 102
[16 empty] | USA | 5.3333 | 8.25 | 64 | 99
[16 empty] | USA | 8.25 | 8.25 | 99 | 99
[16 empty] | USA | 8.3333 | 8.3333 | 100 | 100
[16 empty] | USA | 6.8333 | 6.8333 | 82 | 82
[16 empty] | USA | 6.9167 | 6.9167 | 83 | 83
[16 empty] | USA | 9 | 9 | 108 | 108
[16 empty] | USA | 7.1667 | 7.1667 | 86 | 86
[16 empty] | USA | 8.3333 | 8.4167 | 100 | 101
[16 empty] | USA | 6.4167 | 6.5833 | 77 | 79
[16 empty] | USA | 10 | 10 | 120 | 120
[16 empty] | USA | 10.1667 | 10.1667 | 122 | 122
[16 empty] | USA | 9.3333 | 9.5 | 112 | 114
[16 empty] | USA | 10.5833 | 10.5833 | 127 | 127
[16 empty] | USA | 11.9167 | 12.75 | 143 | 153
[16 empty] | USA | 10.3333 | 10.4167 | 124 | 125
[16 empty] | USA | 11.5 | 11.5833 | 138 | 139
[16 empty] | USA | 8.75 | 9 | 105 | 108
[16 empty] | USA | 8.3333 | 8.5 | 100 | 102
[16 empty] | USA | 8.8333 | 9 | 106 | 108
[16 empty] | USA | 9.5833 | 9.6667 | 115 | 116
[16 empty] | USA | 12.0833 | 12.0833 | 145 | 145
[16 empty] | USA | 6 | 6 | 72 | 72
[16 empty] | USA | 9.4167 | 9.5 | 113 | 114
[16 empty] | USA | 10.5 | 10.5833 | 126 | 127
[16 empty] | USA | 11.4167 | 11.75 | 137 | 141
[16 empty] | USA | 10.5 | 10.6667 | 126 | 128
[16 empty] | USA | 8.25 | 10.4167 | 99 | 125
[16 empty] | USA | 9.0833 | 9.0833 | 109 | 109
[16 empty] | USA | 16 | 16.5833 | 192 | 199
[16 empty] | USA | 10.6667 | 10.6667 | 128 | 128
[16 empty] | USA | 9.8333 | 9.9167 | 118 | 119
[16 empty] | USA | 10.3333 | 10.3333 | 124 | 124
[16 empty] | USA | 10.5 | 10.8333 | 126 | 130
[16 empty] | USA | 9 | 9.0833 | 108 | 109
[16 empty] | USA | 8 | 8.0833 | 96 | 97
[16 empty] | USA | 14.6667 | 14.8333 | 176 | 178
[16 empty] | USA | 8.5833 | 8.75 | 103 | 105
[16 empty] | USA | 11.4167 | 11.5 | 137 | 138
[16 empty] | USA | 12 | 12 | 144 | 144
[16 empty] | USA | 9.8333 | 9.9167 | 118 | 119
[16 empty] | USA | 10.25 | 10.4167 | 123 | 125
[16 empty] | USA | 12.25 | 13.75 | 147 | 165
[16 empty] | USA | 12.75 | 14 | 153 | 168
[16 empty] | USA | 11.6667 | 12.1667 | 140 | 146
[16 empty] | USA | 9 | 9 | 108 | 108
[16 empty] | USA | 11.75 | 11.8333 | 141 | 142
[16 empty] | USA | 10.5833 | 10.5833 | 127 | 127
[16 empty] | USA | 11.3333 | 11.5 | 136 | 138
[16 empty] | USA | 11.75 | 11.9167 | 141 | 143
[16 empty] | USA | 11.75 | 12 | 141 | 144
[16 empty] | USA | 13.25 | 13.25 | 159 | 159
[16 empty] | USA | 11.3333 | 11.4167 | 136 | 137
[16 empty] | USA | 12.25 | 12.25 | 147 | 147
[16 empty] | USA | 12.5833 | 12.75 | 151 | 153
[16 empty] | USA | 12.5833 | 12.6667 | 151 | 152
[16 empty] | USA | 13.25 | 13.3333 | 159 | 160
[16 empty] | USA | 15.1667 | 15.25 | 182 | 183
[16 empty] | USA | 15.3333 | 15.3333 | 184 | 184
[16 empty] | USA | 12.9167 | 13.8333 | 155 | 166
[16 empty] | USA | 18.25 | 18.3333 | 219 | 220
[16 empty] | USA | 22.5 | 22.5833 | 270 | 271
Note on H11: [Threaded comment] Your version of Excel allows you to read this threaded comment; however, any edits to it will get removed if the file is opened in a newer version of Excel. Learn more: https://go.microsoft.com/fwlink/?linkid=870924 Comment: BOAK Cost
Note on H13: [Threaded comment] Your version of Excel allows you to read this threaded comment; however, any edits to it will get removed if the file is opened in a newer version of Excel. Learn more: https://go.microsoft.com/fwlink/?linkid=870924 Comment: Rounded BOAK Cost
Note on S13: [Threaded comment] Your version of Excel allows you to read this threaded comment; however, any edits to it will get removed if the file is opened in a newer version of Excel. Learn more: https://go.microsoft.com/fwlink/?linkid=870924 Comment: Rounded BOAK Cost
Note on E14: [Threaded comment] Your version of Excel allows you to read this threaded comment; however, any edits to it will get removed if the file is opened in a newer version of Excel. Learn more: https://go.microsoft.com/fwlink/?linkid=870924 Comment: We assume that the ARDPs are slow to come online (happen in 2035) and then deployments are 1 GW less than listed in the deployment scenario average
Note on P14: [Threaded comment] Your version of Excel allows you to read this threaded comment; however, any edits to it will get removed if the file is opened in a newer version of Excel. Learn more: https://go.microsoft.com/fwlink/?linkid=870924 Comment: We assume that the ARDPs are slow to come online (happen in 2035) and then deployments are 1 GW less than listed in the deployment scenario average
Note on E21: [Threaded comment] Your version of Excel allows you to read this threaded comment; however, any edits to it will get removed if the file is opened in a newer version of Excel. Learn more: https://go.microsoft.com/fwlink/?linkid=870924 Comment: ARDPs come online on time (2030), planned capacity comes online by 2040, which then doubles each time step until 2050.
Note on H21: [Threaded comment] Your version of Excel allows you to read this threaded comment; however, any edits to it will get removed if the file is opened in a newer version of Excel. Learn more: https://go.microsoft.com/fwlink/?linkid=870924 Comment: Rounded BOAK Cost
Note on P21: [Threaded comment] Your version of Excel allows you to read this threaded comment; however, any edits to it will get removed if the file is opened in a newer version of Excel. Learn more: https://go.microsoft.com/fwlink/?linkid=870924 Comment: ARDPs come online on time (2030), planned capacity comes online by 2040, which then doubles each time step until 2050.
Note on S21: [Threaded comment] Your version of Excel allows you to read this threaded comment; however, any edits to it will get removed if the file is opened in a newer version of Excel. Learn more: https://go.microsoft.com/fwlink/?linkid=870924 Comment: Rounded BOAK Cost
Note on F29: [Threaded comment] Your version of Excel allows you to read this threaded comment; however, any edits to it will get removed if the file is opened in a newer version of Excel. Learn more: https://go.microsoft.com/fwlink/?linkid=870924 Comment: Should adjust to .665 GW (which represents current ARDP projects)
Note on H29: [Threaded comment] Your version of Excel allows you to read this threaded comment; however, any edits to it will get removed if the file is opened in a newer version of Excel. Learn more: https://go.microsoft.com/fwlink/?linkid=870924 Comment: Rounded BOAK Cost
Note on Q29: [Threaded comment] Your version of Excel allows you to read this threaded comment; however, any edits to it will get removed if the file is opened in a newer version of Excel. Learn more: https://go.microsoft.com/fwlink/?linkid=870924 Comment: Should adjust to .665 GW (which represents current ARDP projects)
Note on S29: [Threaded comment] Your version of Excel allows you to read this threaded comment; however, any edits to it will get removed if the file is opened in a newer version of Excel. Learn more: https://go.microsoft.com/fwlink/?linkid=870924 Comment: Rounded BOAK Cost
Note on C156: [Threaded comment] Your version of Excel allows you to read this threaded comment; however, any edits to it will get removed if the file is opened in a newer version of Excel. Learn more: https://go.microsoft.com/fwlink/?linkid=870924 Comment: Sinusoidal Spending Assumption

## Learning Rates (hidden)
| Learning Rates |  |  | Single Point Learning Rates | Study Method | Study Methodology Details | Sources | Links
Tech. Type | Low | Med. | High
Large Reactor Data |  |  |  | 5.8% | top down | * Used cost reductions for a number of technologies * Developed learning rates of collected technology learning rates and literature information | McDonald and Schrattenholzer 2001 | Existing Nuclear | Large reactor average learning rate (all data) | 8%
|  |  |  | 7% | top down (info from data base | * Used a data base of completed reactor projects * Adjusted the capital costs for inflation * Historic capital costs increased after 3 Mile Island * Increased capital costs with expansion of nuclear power generating sector * Reactor size was a proxy for regulatory change * The sector size was used to project costs | Komanoff 1982 | Existing Nuclear
|  |  |  | 11.2% | top down (info from data base | * Statistical analysis of nuclear power constructed capital costs * Based on time and cost data from U.S. nuclear power plants * Plant size was a determinant of capital costs * Data regression was used to project capital costs * Nuclear power plant data adjusted to constant dollars used for the learning curve analysis | Mooz 1979 | Existing Nuclear
|  |  |  | 12% | Observed | * Observed learning rate in South Korea from 1995 to 2011 | NEI | Existing Nuclear
| 2% |  | 11% |  | Not available |  | McCabe 1996 | Existing Nuclear
SMR Data |  |  |  | 5% | Top Down |  | NEI - Role of Electricity Produced by Advanced Nuclear Technologies in Decarbonizing the U.S. Energy Systems | https://www.vibrantcleanenergy.com/wp-content/uploads/2022/06/VCE-NEI-17June2022.pdf
|  |  |  | 4.5% | Top down from detailed cost information | * Used capital costs of large nuclear reactor data * Developed costs reductions of FOAK that reflect SMR savings such as modular design, layout and multiple units * Developed learning rate for SMR to match the cost savings. | Boldon and Sabharwall 2014 | Advanced nuclear | SMR average LR (only bottom-up + observed) | 9.5%
| 3.4% | 5.6% | 6.5% |  | Top down | * Based on existing nuclear plant construction * SMR cost estimation is based on conventional reactor technology * Used supply chain configuration to adjust conventional plant costs * Overnight capital costs derived from reference cost data set for 1 GW PWR. Cost data converted to 250 MW SMR by applying top down estimation with power scaling. * Cost reduction approaches of standization, modularization and schedule reduction to get to SMR costs. | lyons 2019 | Advanced nuclear
| 10% |  | 15% |  | Top down | * Used capital costs of large nuclear reactor data * Developed costs reductions of FOAK that reflect SMR savings such as modular design, layout and multiple units * Developed learning rate for SMR to match the cost savings. | Peres 2017 | Advanced nuclear
| 3.4% |  | 16% |  | Bottoms up | * Used information from 200 structures, systems and components. * Considered 2 LWR reactors * 2 SMR designs NuScale and SMR 160 * Used a tool to estimate the capital costs based on AP1000, APR1400 and SMR NuScale and SMR160 plant designs * Bottoms up for factory production, learning rates, electrical and piping * Did a component cost breakdown * Used Westinghouse PWR12-MR as representative for FOAK * Made design specific adjustments * For nuclear components, used learning for components from gas turbines, wind turbines, small airplanes to get 16% | Stewart and Shirvan - Capital Cost Estimation for Advanced Nuclear Power Plant | https://www.sciencedirect.com/science/article/pii/S1364032121011473
| 5% |  | 10% |  | bottoms up | * Based on vendor supplied cost data * Modified costs for standardization and modularization | Atkins 2016 | SMR
|  |  |  | 13% | Observed | * Based on observed trends from reactors that are similar to SMRs * Using construction time as proxy for overall costs | Marc Nichols | SMR-like

## Deployment Scenarios (hidden)
[7 empty] | USD 2019 to USD 2022 Escalation Rate | 1.1964
PNNL Ref
Nuclear Overnight Capital Cost (2019$/KW) | [6 empty] | Inflated Capital Costs (2022$/kW) | [5 empty] | Assuming Large Learning |  | 8% |  |  | Assuming SMR Learning |  | 9.5% |  |  | Delta Large Reactor |  |  |  |  | Delta SMR | [5 empty] | Absoluate Delta on Large Reactor |  |  |  |  | Absoluate Delta on SMR
Scenarios: | 26 | 36 | 46 | 56 | 66 |  | 26 | 36 | 46 | 56 | 66 |  | 26 | 36 | 46 | 56 | 66 | 26 | 36 | 46 | 56 | 66 | 26 | 36 | 46 | 56 | 66 | 26 | 36 | 46 | 56 | 66 |  | 26 | 36 | 46 | 56 | 66 | 26 | 36 | 46 | 56 | 66
2020 | 6200 | 6200 | 6200 | 6200 | 6600 |  | 7417.68 | 7417.68 | 7417.68 | 7417.68 | 7896.24 |  | 7750 | 7750 | 7750 | 7750 | 7750 | 10000 | 10000 | 10000 | 10000 | 10000 | 4.48% | 4.48% | 4.48% | 4.48% | -1.852% | 33.32% | 33.32% | 33.32% | 33.32% | 27.15% |  | 4.48% | 4.48% | 4.48% | 4.48% | 1.852% | 33.32% | 33.32% | 33.32% | 33.32% | 27.15%
2025 | 6200 | 6200 | 6200 | 6200 | 6600 |  | 7417.68 | 7417.68 | 7417.68 | 7417.68 | 7896.24 |  | 7750 | 7750 | 7750 | 7750 | 7750 | 10000 | 10000 | 10000 | 10000 | 10000 | 4.48% | 4.48% | 4.48% | 4.48% | -1.852% | 33.32% | 33.32% | 33.32% | 33.32% | 27.15% |  | 4.48% | 4.48% | 4.48% | 4.48% | 1.852% | 33.32% | 33.32% | 33.32% | 33.32% | 27.15%
2030 | 5480 | 5680 | 5880 | 6080 | 6600 |  | 6556.272 | 6795.552 | 7034.832 | 7274.112 | 7896.24 |  | 7750 | 7750 | 7750 | 7750 | 7750 | 10000 | 10000 | 10000 | 10000 | 10000 | 18.21% | 14.05% | 10.17% | 6.542% | -1.852% | 44.44% | 41.35% | 38.26% | 35.17% | 27.15% |  | 18.21% | 14.05% | 10.17% | 6.542% | 1.852% | 44.44% | 41.35% | 38.26% | 35.17% | 27.15%
2035 | 4760 | 5160 | 5560 | 5960 | 6600 |  | 5694.864 | 6173.424 | 6651.984 | 7130.544 | 7896.24 |  | 6848.6688 | 6981.2661 | 7101.5278 | 7213.7659 | 7422.7027 | 7251.3428 | 7419.734 | 7573.0063 | 7716.5152 | 7984.8343 | 20.26% | 13.09% | 6.758% | 1.167% | -5.997% | 22.73% | 17.85% | 12.97% | 8.123% | 1.194% |  | 20.26% | 13.09% | 6.758% | 1.167% | 5.997% | 22.73% | 17.85% | 12.97% | 8.123% | 1.194%
2040 | 4040 | 4640 | 5240 | 5840 | 6600 |  | 4833.456 | 5551.296 | 6269.136 | 6986.976 | 7896.24 |  | 6169.7058 | 6369.475 | 6543.1056 | 6695.613 | 6913.3842 | 6399.3753 | 6648.2167 | 6865.7539 | 7057.7687 | 7333.4482 | 27.65% | 14.74% | 4.37% | -4.17% | -12.45% | 25.38% | 17.22% | 9.118% | 1.057% | -8.141% |  | 27.65% | 14.74% | 4.37% | 4.17% | 12.45% | 25.38% | 17.22% | 9.118% | 1.057% | 8.141%
2045 | 3320 | 4120 | 4920 | 5720 | 6600 |  | 3972.048 | 4929.168 | 5886.288 | 6843.408 | 7896.24 |  | 5538.6502 | 5821.8276 | 6050.2245 | 6249.0767 | 6476.617 | 5623.9116 | 5969.8479 | 6251.2983 | 6498.0559 | 6782.316 | 39.44% | 18.11% | 2.785% | -8.685% | -17.98% | 29.82% | 17.88% | 6.033% | -5.526% | -17.2% |  | 39.44% | 18.11% | 2.785% | 8.685% | 17.98% | 29.82% | 17.88% | 6.033% | 5.526% | 17.2%
2050 | 2600 | 3600 | 4600 | 5600 | 6600 |  | 3110.64 | 4307.04 | 5503.44 | 6699.84 | 7896.24 |  | 5046.2226 | 5414.2671 | 5701.8055 | 5938.7249 | 6177.8857 | 5030.703 | 5473.0509 | 5822.8113 | 6113.6322 | 6409.5337 | 62.22% | 25.71% | 3.604% | -11.36% | -21.76% | 38.05% | 21.54% | 5.601% | -9.871% | -24.06% |  | 62.22% | 25.71% | 3.604% | 11.36% | 21.76% | 38.05% | 21.54% | 5.601% | 9.871% | 24.06%
[33 empty] | Sum | 167.8% | 85.69% | 27.68% | 31.92% | 60.04% | 160.4% | 115.8% | 71.98% | 59.75% | 77.74%
Nuclear power capacity (GW) | [6 empty] | 1/4 Market Share (GW) | [5 empty] | Number of Large Reactors (# of units) |  |  |  |  | Number of SMR (# of units)
Scenarios: | 26 | 36 | 46 | 56 | 66 |  | 26 | 36 | 46 | 56 | 66 |  | 26 | 36 | 46 | 56 | 66 | 26 | 36 | 46 | 56 | 66 | [10 empty] | Cumulative Delta Between Large and Small | 328.2% | 201.5% | 99.67% | 91.67% | 137.8%
2020 | 0 | 0 | 0 | 0 | 0 |  | 0 | 0 | 0 | 0 | 0 |  | 1 | 1 | 1 | 1 | 1 | 1 | 1 | 1 | 1 | 1
2025 | 0 | 0 | 0 | 0 | 0 |  | 0 | 0 | 0 | 0 | 0 |  | 1 | 1 | 1 | 1 | 1 | 1 | 1 | 1 | 1 | 1
2030 | 4.0924 | 3.7614 | 3.4685 | 3.1671 | 2.5729 |  | 1.0231 | 0.94034 | 0.86712 | 0.79177 | 0.64323 |  | 1.0231 | 0.94034 | 0.86712 | 0.79177 | 0.64323 | 3.4103 | 3.1345 | 2.8904 | 2.6392 | 2.1441
2035 | 11.1797 | 9.5323 | 8.2706 | 7.2598 | 5.7259 |  | 2.7949 | 2.3831 | 2.0676 | 1.8149 | 1.4315 |  | 2.7949 | 2.3831 | 2.0676 | 1.8149 | 1.4315 | 9.3164 | 7.9436 | 6.8921 | 6.0498 | 4.7716
2040 | 26.6288 | 20.4318 | 16.3384 | 13.4905 | 10.3389 |  | 6.6572 | 5.108 | 4.0846 | 3.3726 | 2.5847 |  | 6.6572 | 5.108 | 4.0846 | 3.3726 | 2.5847 | 22.1907 | 17.0265 | 13.6153 | 11.242 | 8.6157
2045 | 65.2982 | 43.14 | 31.3295 | 23.9444 | 17.7862 |  | 16.3245 | 10.785 | 7.8324 | 5.9861 | 4.4466 |  | 16.3245 | 10.785 | 7.8324 | 5.9861 | 4.4466 | 54.4151 | 35.95 | 26.1079 | 19.9536 | 14.8218
2050 | 141.5977 | 78.8682 | 51.2965 | 36.5685 | 26.3371 |  | 35.3994 | 19.7171 | 12.8241 | 9.1421 | 6.5843 |  | 35.3994 | 19.7171 | 12.8241 | 9.1421 | 6.5843 | 117.9981 | 65.7235 | 42.747 | 30.4738 | 21.9476
Large & Small
This values are what are used in the Conservative SMR and Large Reactor Cases (Red SMR, Green Large Reactor)
Non Deployment Scenario
Scenarios: | 26 | 36 | 46 | 56 | 66
2020 | 0 | 0 | 0 | 0 | 0
2025 | 0 | 0 | 0 | 0 | 0
2030 | 2.0462 | 1.8807 | 1.7342 | 1.5835 | 1.2865
2035 | 5.5898 | 4.7662 | 4.1353 | 3.6299 | 2.8629
2040 | 13.3144 | 10.2159 | 8.1692 | 6.7452 | 5.1694
2045 | 32.6491 | 21.57 | 15.6647 | 11.9722 | 8.8931
2050 | 70.7988 | 39.4341 | 25.6482 | 18.2843 | 13.1686
Large & Small
PNNL NZ50
Nuclear Overnight Capital Cost (2019$/KW) | [6 empty] | Inflated Capital Costs (2022$/kW) | [5 empty] | Assuming Large Learning |  | 8% |  |  | Assuming SMR Learning |  | 9.5% |  |  | Delta Large Reactor |  |  |  |  | Delta SMR | [5 empty] | Absoluate Delta on Large Reactor |  |  |  |  | Absoluate Delta on SMR
Scenarios: | 26 | 36 | 46 | 56 | 66 |  | 26 | 36 | 46 | 56 | 66 |  | 26 | 36 | 46 | 56 | 66 | 26 | 36 | 46 | 56 | 66 | 26 | 36 | 46 | 56 | 66 | 26 | 36 | 46 | 56 | 66 |  | 26 | 36 | 46 | 56 | 66 | 26 | 36 | 46 | 56 | 66
2020 | 6200 | 6200 | 6200 | 6200 | 6600 |  | 7417.68 | 7417.68 | 7417.68 | 7417.68 | 7896.24 | > BOAK moderate | 5250 | 5250 | 5250 | 5250 | 5250 | 5500 | 5500 | 5500 | 5500 | 5500 | -29.22% | -29.22% | -29.22% | -29.22% | -33.51% | -36.53% | -36.53% | -36.53% | -36.53% | -45.64% |  | 29.22% | 29.22% | 29.22% | 29.22% | 33.51% | 36.53% | 36.53% | 36.53% | 36.53% | 45.64%
2025 | 6200 | 6200 | 6200 | 6200 | 6600 |  | 7417.68 | 7417.68 | 7417.68 | 7417.68 | 7896.24 |  | 5250 | 5250 | 5250 | 5250 | 5250 | 5500 | 5500 | 5500 | 5500 | 5500 | -29.22% | -29.22% | -29.22% | -29.22% | -33.51% | -36.53% | -36.53% | -36.53% | -36.53% | -45.64% |  | 29.22% | 29.22% | 29.22% | 29.22% | 33.51% | 36.53% | 36.53% | 36.53% | 36.53% | 45.64%
2030 | 5480 | 5680 | 5880 | 6080 | 6600 |  | 6556.272 | 6795.552 | 7034.832 | 7274.112 | 7896.24 |  | 5250 | 5250 | 5250 | 5250 | 5250 | 5500 | 5500 | 5500 | 5500 | 5500 | -19.92% | -22.74% | -25.37% | -27.83% | -33.51% | -20.12% | -24.68% | -29.23% | -33.79% | -45.64% |  | 19.92% | 22.74% | 25.37% | 27.83% | 33.51% | 20.12% | 24.68% | 29.23% | 33.79% | 45.64%
2035 | 4760 | 5160 | 5560 | 5960 | 6600 |  | 5694.864 | 6173.424 | 6651.984 | 7130.544 | 7896.24 |  | 3948.5022 | 4027.3564 | 4098.9341 | 4164.808 | 4286.5607 | 3288.0849 | 3366.8499 | 3438.6107 | 3504.8718 | 3627.883 | -30.67% | -34.76% | -38.38% | -41.59% | -45.71% | -60.95% | -69.69% | -78.4% | -87.05% | -99.58% |  | 30.67% | 34.76% | 38.38% | 41.59% | 45.71% | 60.95% | 69.69% | 78.4% | 87.05% | 99.58%
2040 | 4040 | 4640 | 5240 | 5840 | 6600 |  | 4833.456 | 5551.296 | 6269.136 | 6986.976 | 7896.24 |  | 3557.6366 | 3672.078 | 3773.5641 | 3862.7625 | 3988.197 | 2902.3318 | 3014.4512 | 3114.4568 | 3202.7934 | 3327.6965 | -26.4% | -33.85% | -39.81% | -44.71% | -49.49% | -54.28% | -69.08% | -83.6% | -97.97% | -114.6% |  | 26.4% | 33.85% | 39.81% | 44.71% | 49.49% | 54.28% | 69.08% | 83.6% | 97.97% | 114.6%
2045 | 3320 | 4120 | 4920 | 5720 | 6600 |  | 3972.048 | 4929.168 | 5886.288 | 6843.408 | 7896.24 |  | 3261.471 | 3407.4749 | 3532.5616 | 3643.5161 | 3771.6469 | 2615.5133 | 2756.2952 | 2877.8596 | 2986.4034 | 3112.5627 | -17.89% | -30.87% | -39.99% | -46.76% | -52.23% | -41.59% | -63.77% | -85.16% | -105.9% | -126.8% |  | 17.89% | 30.87% | 39.99% | 46.76% | 52.23% | 41.59% | 63.77% | 85.16% | 105.9% | 126.8%
2050 | 2600 | 3600 | 4600 | 5600 | 6600 |  | 3110.64 | 4307.04 | 5503.44 | 6699.84 | 7896.24 |  | 3055.3547 | 3213.6652 | 3363.7912 | 3487.9939 | 3620.1204 | 2418.8864 | 2569.6842 | 2714.0468 | 2834.4479 | 2963.4611 | -1.777% | -25.39% | -38.88% | -47.94% | -54.15% | -22.64% | -54.06% | -82.92% | -110.8% | -136.3% |  | 1.777% | 25.39% | 38.88% | 47.94% | 54.15% | 22.64% | 54.06% | 82.92% | 110.8% | 136.3%
[33 empty] | Sum | 96.65% | 147.6% | 182.4% | 208.8% | 235.1% | 199.6% | 281.3% | 359.3% | 435.5% | 522.9%
Nuclear power capacity (GW) | [6 empty] | 1/4 Market Share (GW) | [5 empty] | Number of Large Reactors (# of units) |  |  |  |  | Number of SMR (# of units)
Scenarios: | 26 | 36 | 46 | 56 | 66 |  | 26 | 36 | 46 | 56 | 66 |  | 26 | 36 | 46 | 56 | 66 | 26 | 36 | 46 | 56 | 66
2020 | 0 | 0 | 0 | 0 | 0 |  | 0 | 0 | 0 | 0 | 0 |  | 1 | 1 | 1 | 1 | 1 | 1 | 1 | 1 | 1 | 1
2025 | 0 | 0 | 0 | 0 | 0 |  | 0 | 0 | 0 | 0 | 0 |  | 1 | 1 | 1 | 1 | 1 | 1 | 1 | 1 | 1 | 1
2030 | 15.8662 | 14.5732 | 13.4003 | 12.2125 | 9.8714 |  | 3.9665 | 3.6433 | 3.3501 | 3.0531 | 2.4678 |  | 3.9665 | 3.6433 | 3.3501 | 3.0531 | 2.4678 | 13.2218 | 12.1443 | 11.1669 | 10.1771 | 8.2261
2035 | 42.7165 | 36.2416 | 31.3044 | 27.4187 | 21.5783 |  | 10.6791 | 9.0604 | 7.8261 | 6.8547 | 5.3946 |  | 10.6791 | 9.0604 | 7.8261 | 6.8547 | 5.3946 | 35.5971 | 30.2013 | 26.087 | 22.8489 | 17.9819
2040 | 101.6084 | 78.0951 | 62.2587 | 51.269 | 39.3081 |  | 25.4021 | 19.5238 | 15.5647 | 12.8172 | 9.827 |  | 25.4021 | 19.5238 | 15.5647 | 12.8172 | 9.827 | 84.6737 | 65.0793 | 51.8823 | 42.7241 | 32.7568
2045 | 209.2799 | 145.4194 | 107.762 | 83.3326 | 62.5223 |  | 52.32 | 36.3548 | 26.9405 | 20.8332 | 15.6306 |  | 52.32 | 36.3548 | 26.9405 | 20.8332 | 15.6306 | 174.3999 | 121.1828 | 89.8017 | 69.4438 | 52.1019
2050 | 360.0935 | 236.6124 | 161.8844 | 119.7577 | 87.9168 |  | 90.0234 | 59.1531 | 40.4711 | 29.9394 | 21.9792 |  | 90.0234 | 59.1531 | 40.4711 | 29.9394 | 21.9792 | 300.0779 | 197.177 | 134.9037 | 99.7981 | 73.264
| SMR & Large ALT | SMR & Large NREL ATB
Breakthrough Data
|  | Cost | Learning |  |  | Low Cost |  | Upper Cost |  | Low Learning | High Learning
| SMR | 5500 | 9.5% |  |  | 4000 | 5100 | 6200 | 7500 | 5% | 12%
| Large | 5250 | 8%
[6 empty] | Average Costs | Average Learning
Large Reactors: | average | Low costs, Low learning + Low costs, High learning |  |  | SMR & Large | 5700 | 8.5%
SMR | average | Low costs, High learning + High costs, high learning
Nuclear power capacity (MW)
US | low_cost_low_lr | low_cost_high_lr | high_cost_high_lr | high_cost_low_lr
2025 | 95923 | 95924 | 95923 | 95924
2030 | 95439 | 95380 | 94890 | 94884
2035 | 114389 | 126700 | 103116 | 103014
2040 | 172684 | 212898 | 148933 | 118335
2045 | 250864 | 323673 | 213836 | 156825
2050 | 385963 | 488919 | 341122 | 247635
New Nuclear power capacity (GW) |  |  |  |  | New Nuclear GW Deployed (Large and SMR Scenario)
US | low_cost_low_lr | low_cost_high_lr | high_cost_high_lr | high_cost_low_lr | Average of All
2025 | 0 | 0 | 0 | 0 | 0
2030 | 0 | 0 | 0 | 0 | 0
2035 | 18.466 | 30.777 | 7.193 | 7.091 | 15.8818
2040 | 76.761 | 116.975 | 53.01 | 22.412 | 67.2895
2045 | 154.941 | 227.75 | 117.913 | 60.902 | 140.3765
2050 | 290.04 | 392.996 | 245.199 | 151.712 | 269.9868
|  |  | SMR & Large NREL ATB |  | SMR & Large ALT
New Nuclear power capacity (GW) Averaged PNNL and Breakthrough Datasets
| Large Reactors & SMRs ALT | Large Reactors & SMRs NREL ATB
2025 | 0 | 0
2030 | 1 | 1
2035 | 21.366 | 14.4307
2040 | 76.5159 | 58.266
2045 | 166.8951 | 124.3796
2050 | 307.107 | 200
Note on B91: [Threaded comment] Your version of Excel allows you to read this threaded comment; however, any edits to it will get removed if the file is opened in a newer version of Excel. Learn more: https://go.microsoft.com/fwlink/?linkid=870924 Comment: This represents the assumption that 2030 only brings ARDP projects online, such each of the deployments must adjust by 2030 numbers. (2030 are subtracted from 2035, 2040, etc).
Note on C91: [Threaded comment] Your version of Excel allows you to read this threaded comment; however, any edits to it will get removed if the file is opened in a newer version of Excel. Learn more: https://go.microsoft.com/fwlink/?linkid=870924 Comment: This represents the assumption that 2030 only brings ARDP projects online, such each of the deployments must adjust by 2030 numbers. (2030 are subtracted from 2035, 2040, etc).
Note on B92: [Threaded comment] Your version of Excel allows you to read this threaded comment; however, any edits to it will get removed if the file is opened in a newer version of Excel. Learn more: https://go.microsoft.com/fwlink/?linkid=870924 Comment: To account for the time step differences we need to subtract 2030 numbers from each time step.
Note on C92: [Threaded comment] Your version of Excel allows you to read this threaded comment; however, any edits to it will get removed if the file is opened in a newer version of Excel. Learn more: https://go.microsoft.com/fwlink/?linkid=870924 Comment: To account for the time step differences we need to subtract 2030 numbers from each time step.
Note on C95: [Threaded comment] Your version of Excel allows you to read this threaded comment; however, any edits to it will get removed if the file is opened in a newer version of Excel. Learn more: https://go.microsoft.com/fwlink/?linkid=870924 Comment: A limit is imposed here to force max deployment by 2050 to be 200

## O&M_Mapped
| Reactor Type | LWR | LWR | LWR | LWR | LWR | LWR | LWR | LWR | LWR | SFR | SFR | SFR | HTGR | HTGR | HTGR | HTGR | HTGR | HTGR | HTGR | HTGR | HTGR | HTGR | HTGR | HTGR | HTGR | HTGR | HTGR | SFR | SFR | SFR | SFR | HTGR | HTGR | HTGR |  | SFR | SFR | SFR | SFR
| Reactor Size | Large | Large | Large | SMR | SMR | SMR | Large | Large | Large | SMR | SMR | SMR | SMR | SMR | SMR | SMR | SMR | SMR | SMR | SMR | SMR | SMR | SMR | SMR | SMR | SMR | SMR | SMR | SMR | SMR | SMR | SMR | SMR | SMR |  | SMR | SMR | SMR | SMR
|  | NEI |  |  | SMR-EIA |  |  | Generic LWR |  |  | Generic SFR |  |  | Generic HTGR |  |  | MHTGR |  |  |  | AHTR |  | VHTGR | [5 empty] | SFR SAINC |  |  |  | HTGR 1994 |  |  |  |  | ALMR
| O&M | low | med | high | low | med | high | low | med | high | low | med | high | low | med | high | Lead | Replica | NOAK | Large NOAK | AHTR 19.75% | AHTR 9% | FOAK600MWt1-unit850ROT | FOAK350MWt1-unit850ROT | NOAK600MWt1-unit850ROT | NOAK600MWt4-unit850ROT | NOAK350MWt1-unit850ROT | NOAK350MWt4-unit850ROT | 165Me 1-unit | 311MWe 1-unit | 311MWe 4-unit | 311MWe 10-unit | SC | IC | DC | DMSR | PRISM | FOAK 1 block | NOAK 1 block | NOAK 3 block
| Variable ($/MWh) | 1.9 | 2.8 | 3.4 | 1.9 | 2.8 | 3.4 | [25 empty] | 1.0502 | 0.931 | 0.87801 | 2.75 | 0.14304
| Fixed ($/kWe-yr) | 102.3617 | 151.3617 | 180.3617 | 108 | 217 | 278 | [25 empty] | 49.9278 | 38.5856 | 31.7606
| Fixed ($/MWh) | 12.6053 | 18.6394 | 22.2106 | 13.2996 | 26.7224 | 34.2343 | [25 empty] | 6.1484 | 4.7516 | 3.9112
| Decom. ($/kWe-yr) | [7 empty] | 10 |  |  | 10 |  |  | 10 | [17 empty] | 7.5036 | 6.6998 | 6.214
| Decom. ($/MWh) | [7 empty] | 1.2314 |  |  | 1.2314 |  |  | 1.2314 |  | 0.5 | 0.5 | 0.5 | 0.5 | 0.23 | 0.23 | [10 empty] | 1 | 0.9 | 0.98 |  | 1 | 1 | 1 | 1
| Property Taxes ($/kWe-yr) | [7 empty] | 14.0605 |  |  | 14.0605 |  |  | 14.0605
Includes D&D | Total Non-Fuel O&M | 16.2368 | 23.1709 | 27.3421 | 16.9311 | 31.2539 | 39.3657 | [9 empty] | 10.5 | 9.7 | 8.9 | 7.9 | 9.54 | 9.54 | 15.9531 | 24.3655 | 15.9531 | 11.0046 | 24.3655 | 15.85 | 50.2314 | 32.2314 | 22.2314 | 20.2314 | 8.1986 | 6.5826 | 5.7692 |  | 7.2 | 13.7 | 11 | 8.1
| Fuel ($/MWh) |  |  |  | 9.7 | 11 | 12.1 | 8.1 | 9.2 | 10.1 | 10 | 11.3 | 12.4 | 9.8 | 11 | 12.1 | 14.2 | 12.7 | 10.4 | 10.4 | 17.54 | 17.54 | 22.4742 | 22.4742 | 13.134 | 13.134 | 13.134 | 13.134 | 21.67 | 22.06 | 22.06 | 22.14 | 11.1 | 9.7 | 9.1 |  | 5 | 14 | 12.4 | 12.4
| Fuel ($/MMBTU) | [31 empty] | 1.26 | 1.27 | 1.28
| Spent Fuel Fee ($/MWh) | [7 empty] | 1 |  |  | 1 |  |  | 1
| Capacity Factor |  | 0.927 |  |  | 0.93 |  |  | 0.93 |  |  | 0.93 |  |  | 0.93 |  | 80% | 80% | 80% | 80% | 92% | 92% | 90% | 90% | 90% | 90% | 90% | 90% | 90% | 90% | 90% | 90%
| O&M $ Year | 2022 | 2022 | 2022 | 2022 | 2022 | 2022 | 2022 | 2022 | 2022 | 2022 | 2022 | 2022 | 2022 | 2022 | 2022 | 1987 | 1987 | 1987 | 1987 | 2011 | 2011 | 2009 | 2009 | 2009 | 2009 | 2009 | 2009 | 2023 | 2023 | 2023 | 2023 | 1992 | 1992 | 1992 | 1978 | 1996 | 1994 | 1994 | 1994
| Sinking fund rate | [21 empty] | 5% | 5% | 5% | 5% | 5% | 5% | 5% | 5% | 5% | 5%
| MWe-hr/Plant | [15 empty] | 15147648 | 15147648 | 15147648 | 15147648 | 12097080 | 12097080 | 2216921.4 | 8867685.6 | 2216921.4 | 8867685.6 | 1293861.6 | 5175446.4 | 1301751 | 2453603.4 | 4907206.8 | 9814413.6
| Fuel $ year | [6 empty] | 2020 | 2020 | 2020 | [18 empty] | 2761.29 | 2761.29 | 2761.29 | 2761.29
| Callan Estimate $/Year | 248000000
| Assumed capacity (GW) | 94
| Current D&D expense | 2.6383
Note on Y3: [Threaded comment] Your version of Excel allows you to read this threaded comment; however, any edits to it will get removed if the file is opened in a newer version of Excel. Learn more: https://go.microsoft.com/fwlink/?linkid=870924 Comment: Sensitivity of HTGR Heat and Power Production to Reactor Outlet, Temperature, Economic Analysis
Note on D6: [Threaded comment] Your version of Excel allows you to read this threaded comment; however, any edits to it will get removed if the file is opened in a newer version of Excel. Learn more: https://go.microsoft.com/fwlink/?linkid=870924 Comment: Subtracting capital expenses from fixed costs of existing old reactors
Note on K10: [Threaded comment] Your version of Excel allows you to read this threaded comment; however, any edits to it will get removed if the file is opened in a newer version of Excel. Learn more: https://go.microsoft.com/fwlink/?linkid=870924 Comment: Based on Byron expenses: https://www.rrstar.com/story/news/local/2023/07/06/byron-taxing-districts-nuclear-plants-agree-on-33-million-settlement/70384855007/
Note on C23: [Threaded comment] Your version of Excel allows you to read this threaded comment; however, any edits to it will get removed if the file is opened in a newer version of Excel. Learn more: https://go.microsoft.com/fwlink/?linkid=870924 Comment: https://www.callan.com/blog-archive/2021-nuclear-decommissioning-funding/

## O&M_Esclated
0
|  | NEI |  |  | SMR-EPRI |  |  | Generic LWR |  |  | Generic SFR |  |  | Generic HTGR |  |  | MHTGR | [5 empty] | VHTGR | [5 empty] | SFR |  |  |  | HTGR 1994 |  |  |  |  | ALMR |  |  | AVERAGE | Q1 | Q2 | Q3
Escalation method: | O&M | low | med | high | low | med | high | low | med | high | low | med | high | low | med | high | Lead | Replica | NOAK | Large NOAK | AHTR 19.75% | AHTR 9% | FOAK600MWt1-unit850ROT | FOAK350MWt1-unit850ROT | NOAK600MWt1-unit850ROT | NOAK600MWt4-unit850ROT | NOAK350MWt1-unit850ROT | NOAK350MWt4-unit850ROT | 165Me 1-unit | 311MWe 1-unit | 311MWe 4-unit | 311MWe 10-unit | SC | IC | DC | DMSR | PRISM | FOAK 1 block | NOAK 1 block | NOAK 3 block
Equipment | Variable ($/MWh) | 1.9 | 2.8 | 3.4 | 1.9 | 2.8 | 3.4 | 0 | 0 | 0 | 0 | 0 | 0 | 0 | 0 | 0 | 0 | 0 | 0 | 0 | 0 | 0 | 0 | 0 | 0 | 0 | 0 | 0 | 0 | 0 | 0 | 0 | 2.8947 | 2.5662 | 2.4201 | 0 | 0.34781 | 0 | 0 | 0 | 2.4429 | 2.03 | 2.6831 | 2.8711
Labor | Fixed ($/kWe-yr) | 102.3617 | 151.3617 | 180.3617 | 108 | 217 | 278 | 0 | 0 | 0 | 0 | 0 | 0 | 0 | 0 | 0 | 0 | 0 | 0 | 0 | 0 | 0 | 0 | 0 | 0 | 0 | 0 | 0 | 0 | 0 | 0 | 0 | 115.0905 | 88.9451 | 73.2126 | 0 | 0 | 0 | 0 | 0 | 146.037 | 102.3617 | 115.0905 | 180.3617
Labor | Fixed ($/MWh) | 12.6053 | 18.6394 | 22.2106 | 13.2996 | 26.7224 | 34.2343 | 0 | 0 | 0 | 0 | 0 | 0 | 0 | 0 | 0 | 0 | 0 | 0 | 0 | 0 | 0 | 0 | 0 | 0 | 0 | 0 | 0 | 0 | 0 | 0 | 0 | 14.1728 | 10.9531 | 9.0158 | 0 | 0 | 0 | 0 | 0 | 17.9837 | 12.6053 | 14.1728 | 22.2106
GDP-IPD | Decom. ($/kWe-yr) | 0 | 0 | 0 | 0 | 0 | 0 | 0 | 10 | 0 | 0 | 10 | 0 | 0 | 10 | 0 | 0 | 0 | 0 | 0 | 0 | 0 | 0 | 0 | 0 | 0 | 0 | 0 | 0 | 0 | 0 | 0 | 14.1169 | 12.6046 | 11.6908 | 0 | 0 | 0 | 0 | 0 | 11.402 | 10 | 10.8454 | 12.3761
GDP-IPD | Decom. ($/MWh) | 0 | 0 | 0 | 0 | 0 | 0 | 0 | 1.2314 | 0 | 0 | 1.2314 | 0 | 0 | 1.2314 | 0 | 1.1102 | 1.1102 | 1.1102 | 1.1102 | 0.2966 | 0.2966 | 0 | 0 | 0 | 0 | 0 | 0 | 0 | 0 | 0 | 0 | 1.8813 | 1.6932 | 1.8437 | 0 | 1.7307 | 1.7993 | 1.7993 | 1.7993 | 1.3297 | 1.1102 | 1.2314 | 1.7993
GDP-IPD | Property Taxes ($/kWe-yr) | 0 | 0 | 0 | 0 | 0 | 0 | 0 | 14.0605 | 0 | 0 | 14.0605 | 0 | 0 | 14.0605 | 0 | 0 | 0 | 0 | 0 | 0 | 0 | 0 | 0 | 0 | 0 | 0 | 0 | 0 | 0 | 0 | 0 | 0 | 0 | 0 | 0 | 0 | 0 | 0 | 0 | 14.0605 | 14.0605 | 14.0605 | 14.0605
Labor | Total Non-Fuel O&M ($/MWh) | 16.2368 | 23.1709 | 27.3421 | 16.9311 | 31.2539 | 39.3657 | 0 | 0 | 0 | 0 | 0 | 0 | 0 | 0 | 0 | 29.2549 | 27.026 | 24.797 | 22.0108 | 12.5186 | 12.5186 | 21.3855 | 32.6624 | 21.3855 | 14.752 | 32.6624 | 21.2473 | 48.383 | 31.0454 | 21.4134 | 19.487 | 18.8988 | 15.1738 | 13.2987 | 0 | 14.853 | 29.4849 | 23.674 | 17.4327 | 23.4368 | 16.9311 | 21.4134 | 29.2549
GDP-IPD | Fuel ($/MWh) | 0 | 0 | 0 | 9.7 | 11 | 12.1 | 9.0686 | 10.3001 | 11.3077 | 10 | 11.3 | 12.4 | 9.8 | 11 | 12.1 | 31.5298 | 28.1992 | 23.0922 | 23.0922 | 22.6186 | 22.6186 | 29.9381 | 29.9381 | 17.4959 | 17.4959 | 17.4959 | 17.4959 | 20.9615 | 21.3388 | 21.3388 | 21.4162 | 20.883 | 18.2491 | 17.1203 | 0 | 8.6535 | 25.1909 | 22.3119 | 22.3119 | 18.0247 | 11.3039 | 17.4959 | 22.4653
GDP-IPD | Fuel ($/MMBTU) | 0 | 0 | 0 | 0 | 0 | 0 | 0 | 0 | 0 | 0 | 0 | 0 | 0 | 0 | 0 | 0 | 0 | 0 | 0 | 0 | 0 | 0 | 0 | 0 | 0 | 0 | 0 | 0 | 0 | 0 | 0 | 2.3705 | 2.3893 | 2.4081 | 0 | 0 | 0 | 0 | 0 | 2.3893 | 2.3799 | 2.3893 | 2.3987
| Spent Fuel Fee ($/MWh) | 0 | 0 | 0 | 0 | 0 | 0 | 0 | 1 | 0 | 0 | 1 | 0 | 0 | 1 | 0 | 0 | 0 | 0 | 0 | 0 | 0 | 0 | 0 | 0 | 0 | 0 | 0 | 0 | 0 | 0 | 0 | 0 | 0 | 0 | 0 | 0 | 0 | 0 | 0 | 1 | 1 | 1 | 1
[11 empty] | HTGR Only | [30 empty] | Q1 | Q2 | Q3
| Variable ($/MWh) | [12 empty] | 0 | 0 | 0 | 0 | 0 | 0 | 0 | 0 | 0 | 0 | 0 | 0 | 0 | 0 | 0 |  |  |  |  | 2.8947 | 2.5662 | 2.4201 | [6 empty] | 2.4932 | 2.5662 | 2.7305
| Fixed ($/kWe-yr) | [12 empty] | 0 | 0 | 0 | 0 | 0 | 0 | 0 | 0 | 0 | 0 | 0 | 0 | 0 | 0 | 0 |  |  |  |  | 115.0905 | 88.9451 | 73.2126 | [6 empty] | 81.0789 | 88.9451 | 102.0178
| Fixed ($/MWh) | [12 empty] | 0 | 0 | 0 | 0 | 0 | 0 | 0 | 0 | 0 | 0 | 0 | 0 | 0 | 0 | 0 |  |  |  |  | 14.1728 | 10.9531 | 9.0158 | [6 empty] | 9.9844 | 10.9531 | 12.563
| Decom. ($/kWe-yr) | [12 empty] | 0 | 10 | 0 | 0 | 0 | 0 | 0 | 0 | 0 | 0 | 0 | 0 | 0 | 0 | 0 |  |  |  |  | 14.1169 | 12.6046 | 11.6908 | [6 empty] | 11.2681 | 12.1477 | 12.9827
| Decom. ($/MWh) | [12 empty] | 0 | 1.2314 | 0 | 1.1102 | 1.1102 | 1.1102 | 1.1102 | 0.2966 | 0.2966 | 0 | 0 | 0 | 0 | 0 | 0 |  |  |  |  | 1.8813 | 1.6932 | 1.8437 | [6 empty] | 1.1102 | 1.1102 | 1.5778
| Property Taxes ($/kWe-yr) | [12 empty] | 0 | 14.0605 | 0 | 0 | 0 | 0 | 0 | 0 | 0 | 0 | 0 | 0 | 0 | 0 | 0 |  |  |  |  | 0 | 0 | 0 | [6 empty] | 14.0605 | 14.0605 | 14.0605
| Total Non-Fuel O&M | [12 empty] | 0 | 0 | 0 | 29.2549 | 27.026 | 24.797 | 22.0108 | 12.5186 | 12.5186 | 21.3855 | 32.6624 | 21.3855 | 14.752 | 32.6624 | 21.2473 |  |  |  |  | 18.8988 | 15.1738 | 13.2987 | [6 empty] | 14.9629 | 21.3855 | 25.9115
| Fuel ($/MWh) | [12 empty] | 9.8 | 11 | 12.1 | 31.5298 | 28.1992 | 23.0922 | 23.0922 | 22.6186 | 22.6186 | 29.9381 | 29.9381 | 17.4959 | 17.4959 | 17.4959 | 17.4959 |  |  |  |  | 20.883 | 18.2491 | 17.1203 | [6 empty] | 17.4959 | 19.566 | 23.0922
| Fuel ($/MMBTU) | [12 empty] | 0 | 0 | 0 | 0 | 0 | 0 | 0 | 0 | 0 | 0 | 0 | 0 | 0 | 0 | 0 |  |  |  |  | 2.3705 | 2.3893 | 2.4081 | [6 empty] | 2.3799 | 2.3893 | 2.3987
| Spent Fuel Fee ($/MWh) | [12 empty] | 0 | 1 | 0 | 0 | 0 | 0 | 0 | 0 | 0 | 0 | 0 | 0 | 0 | 0 | 0 |  |  |  |  | 0 | 0 | 0 | [6 empty] | 1 | 1 | 1
[11 empty] | SFR Only | [30 empty] | Q1 | Q2 | Q3
| Variable ($/MWh) | [9 empty] | 0 | 0 | 0 | [15 empty] | 0 | 0 | 0 | 0 |  |  |  |  | 0.34781 | 0 | 0 | 0 |  | 0.34781 | 0.34781 | 0.34781
| Fixed ($/kWe-yr) | [9 empty] | 0 | 0 | 0 | [15 empty] | 0 | 0 | 0 | 0 |  |  |  |  | 0 | 0 | 0 | 0
| Fixed ($/MWh) | [9 empty] | 0 | 0 | 0 | [15 empty] | 0 | 0 | 0 | 0 |  |  |  |  | 0 | 0 | 0 | 0
| Decom. ($/kWe-yr) | [9 empty] | 0 | 10 | 0 | [15 empty] | 0 | 0 | 0 | 0 |  |  |  |  | 0 | 0 | 0 | 0 |  | 10 | 10 | 10
| Decom. ($/MWh) | [9 empty] | 0 | 1.2314 | 0 | [15 empty] | 0 | 0 | 0 | 0 |  |  |  |  | 1.7307 | 1.7993 | 1.7993 | 1.7993 |  | 1.7307 | 1.7993 | 1.7993
| Property Taxes ($/kWe-yr) | [9 empty] | 0 | 14.0605 | 0 | [15 empty] | 0 | 0 | 0 | 0 |  |  |  |  | 0 | 0 | 0 | 0 |  | 14.0605 | 14.0605 | 14.0605
| Total Non-Fuel O&M | [9 empty] | 0 | 0 | 0 | [15 empty] | 48.383 | 31.0454 | 21.4134 | 19.487 |  |  |  |  | 14.853 | 29.4849 | 23.674 | 17.4327 |  | 18.9734 | 22.5437 | 29.875
| Fuel ($/MWh) | [9 empty] | 10 | 11.3 | 12.4 | [15 empty] | 20.9615 | 21.3388 | 21.3388 | 21.4162 |  |  |  |  | 8.6535 | 25.1909 | 22.3119 | 22.3119 |  | 11.85 | 21.3388 | 21.864
| Fuel ($/MMBTU) | [9 empty] | 0 | 0 | 0 | [15 empty] | 0 | 0 | 0 | 0 |  |  |  |  | 0 | 0 | 0 | 0
| Spent Fuel Fee ($/MWh) | [9 empty] | 0 | 1 | 0 | [15 empty] | 0 | 0 | 0 | 0 |  |  |  |  | 0 | 0 | 0 | 0 |  | 1 | 1 | 1
Note on J11: [Threaded comment] Your version of Excel allows you to read this threaded comment; however, any edits to it will get removed if the file is opened in a newer version of Excel. Learn more: https://go.microsoft.com/fwlink/?linkid=870924 Comment: These costs are escalated using a different cost year

## O&M_Groupings
| Large LWR |  |  | SMR Average |  |  | SMR LWR |  |  | SMR HTGR |  |  | SMR SFR
| low | med | high | low | med | high | low | med | high | low | med | high | low | med | high
Variable ($/MWh) | 1.9 | 2.8 | 3.4 | 2.1601 | 2.5662 | 2.8474 | 1.9 | 2.8 | 3.4 | 2.4932 | 2.5662 | 2.7305 | 0.34781 | 0.34781 | 0.34781
Fixed ($/kWe-yr) | 116.4222 | 165.4222 | 194.4222 | 107.7693 | 125.6058 | 205.5831 | 108 | 217 | 278 | 81.0789 | 88.9451 | 102.0178
Fixed w/D&D ($/kWe-yr) | 126.4222 | 175.4222 | 204.4222 | 117.7693 | 135.6058 | 215.5831
Fixed w/D&D ($/MWh) | 15.518 | 21.5327 | 25.0923 | 14.4559 | 16.6453 | 26.4623 | 13.2996 | 26.7224 | 34.2343
Decom. ($/kWe-yr) | 10 | 10 | 10 | 10 | 10 | 10 | 10 | 10 | 10 | 10 | 10 | 10 | 10 | 10 | 10
Decom. ($/MWh) | 1.2314 | 1.2314 | 1.2314 | 1.2314 | 1.2314 | 1.2314 | 1.2314 | 1.2314 | 1.2314 | 1.2314 | 1.2314 | 1.2314 | 1.2314 | 1.2314 | 1.2314
Property Taxes ($/MWh) | 1.7259 | 1.7259 | 1.7259 | 1.7259 | 1.7259 | 1.7259 | 1.7259 | 1.7259 | 1.7259 | 1.7259 | 1.7259 | 1.7259 | 1.7259 | 1.7259 | 1.7259
Total Non-Fuel O&M | 17.418 | 24.3327 | 28.4923 | 16.616 | 19.2115 | 29.3097 | 16.9311 | 31.2539 | 39.3657 | 14.9629 | 21.3855 | 25.9115 | 18.9734 | 22.5437 | 29.875
Fuel ($/MWh) | 9.0686 | 10.3001 | 11.3077 | 10 | 11 | 12.1 | 9.7 | 11 | 12.1 | 9.8 | 11 | 12.1 | 10 | 11.3 | 12.4
Fuel ($/MMBTU) | 0.87705 | 0.99616 | 1.0936 | 0.96713 | 1.0638 | 1.1702 | 0.93812 | 1.0638 | 1.1702 | 1.1488 | 1.2895 | 1.4185 | 1.1723 | 1.3247 | 1.4536
Spent Fuel Fee ($/MWh) | 1 | 1 | 1 | 1 | 1 | 1 | 1 | 1 | 1 | 1 | 1 | 1 | 1 | 1 | 1
Thermal efficiency | 33% |  |  | 33% |  |  | 33% |  |  | 40% |  |  | 40%
Heat Rate (MMBTU/MWh) | 10.3398 |  |  | 10.3398 |  |  | 10.3398 |  |  | 8.5304 |  |  | 8.5304
Total O&M ($/MWh) | 26.4866 | 34.6328 | 39.8 | 26.616 | 30.2115 | 41.4097
Fuel+Var($/MWh) | 10.9686 | 13.1001 | 14.7077 | 12.1601 | 13.5662 | 14.9474
Total Non-Fuel O&M (averaged) | 14.8602 | 21.7943 | 25.9655 | 15.7804 | 21.3994 | 29.4274
Property Taxes ($/kWe-y) | 14.0605 | 14.0605 | 14.0605 | 14.0605 | 14.0605 | 14.0605
| Low | Medium | High | Low | Medium | High
Total Non-Fuel O&M | 17.418 | 24.3327 | 28.4923 | 16.616 | 19.2115 | 29.3097
Fuel ($/MWh) | 9.0686 | 10.3001 | 11.3077 | 10 | 11 | 12.1
Total O&M ($/MWh) | 26.4866 | 34.6328 | 39.8 | 26.616 | 30.2115 | 41.4097

## Backend
| High Level Nuclear Construction Cost Escalation |  | Other High Level Construction Cost Factors |  |  | L2 Nuclear Construction Cost Escalation
| Combined Cost Factor 2017 Base | Adjusted 2022 Base | CBR OLD 2022 Base | Weighted Nuclear Cost Factor (Nuclear Valve Equipment Index) 2022 Base | GDP - IPD 2022 Base | Labor Index (2022 Base) | Material Index (2022 Base) | Equipment Index (2022 Base) | Escalation Lookup |  |  |  | Process Data Approach | [6 empty] | Ratio to Account 20 (For 30s) | Account Number | Dataset Average (Where data is reported) | Individual Datapoints
1965 | 13.44 |  | 19.7615 |  | 7.1181 |  |  |  | Account | Index | Lookup Value |  | 10 | Avg $/kWe | 128.2221 | [5 empty] | 10 | 128.2221 | 362.656 | 107.8487 | 424.2838 | 123.2556 | 621.3801 | 184.7895 | 726.9741 | 211.188 | 0 | 0 | 0 | 0 | 0 | 0 | 31.0197 | 21.9615 | 25.5858 | 20.1564 | 23.7133 | 0 | 0 | 0 | 0 | 0 | #N/A | 460.1571 | 294.8258 | 201.4712 | 154.863 | 131.5399 | 126.8873 | #VALUE! | 0 | 0 | 5.1582 | 5.1582 | 12.9185 | 12.166 | 11.5646 | 22.7818 | 5.4231 | 4.8046 | 4.7403 | 4.8189 | 4.2853 | 4.2329 | 2.6644 | 2.1675 | 2.1103
1966 | 12.74 |  | 18.7323 |  | 6.924 |  |  |  | 10 | GDP-IPD | 7 |  | 20 | - | [6 empty] | 11 | 20.9577 | 23.703 | 11.8515 | 23.703 | 11.8515 | 40.6131 | 20.3065 | 40.6131 | 20.3065 | 0 | 0 | 0 | 0 | 0 | 0 | 0 | 0 | 0 | 0 | 0 | 0 | 0 | 0 | 0 | 0 | #N/A | 64.4871 | 34.2134 | 17.1067 | 8.5534 | 4.2767 | 3.4213 | #VALUE! | 0 | 0 | 5.1582 | 5.1582 | 0 | 0 | 0 | 0 | 0 | 0 | 0 | 0 | 0 | 0 | 0 | 0 | 0
1967 | 12.1 |  | 17.7913 |  | 6.7288 |  |  |  | 20 | EEDB | 3 |  | 30 | Ratio of 20 | [6 empty] | 12 | 10.03 | 0 | 0 | 0 | 0 | 0 | 0 | 0 | 0 | 0 | 0 | 0 | 0 | 0 | 0 | 31.0197 | 21.9615 | 25.5858 | 20.1564 | 23.7133 | 0 | 0 | 0 | 0 | 0 | #N/A | 7.8139 | 4.973 | 3.4384 | 2.7287 | 2.358 | 2.2939 | #VALUE! | 0 | 0 | 0 | 0 | 12.9185 | 12.166 | 11.5646 | 22.7818 | 5.4231 | 4.8046 | 4.7403 | 4.8189 | 4.2853 | 4.2329 | 2.6644 | 2.1675 | 2.1103
1968 | 11.52 |  | 16.9384 |  | 6.4542 |  |  |  | 30 | Labor | 9 |  | 40 | Avg $/kWe | 264.2587 | [5 empty] | 121 | 0 | 0 | 0 | 0 | 0 | 0 | 0 | 0 | 0 | 0 | 0 | 0 | 0 | 0 | 0 | 0 | 0 | 0 | 0 | 0 | 0 | 0 | 0 | 0 | 0 | #N/A | 0 | 0 | 0 | 0 | 0 | 0 | #VALUE! | 0 | 0 | 0 | 0 | 0 | 0 | 0 | 0 | 0 | 0 | 0 | 0 | 0 | 0 | 0 | 0 | 0
1969 | 11 |  | 16.1739 |  | 6.1519 |  |  |  | 40 | Labor | 9 |  | 50 | Avg $/kWe | 249.0702 | [5 empty] | 122 | 0 | 0 | 0 | 0 | 0 | 0 | 0 | 0 | 0 | 0 | 0 | 0 | 0 | 0 | 0 | 0 | 0 | 0 | 0 | 0 | 0 | 0 | 0 | 0 | 0 | #N/A | 0 | 0 | 0 | 0 | 0 | 0 | #VALUE! | 0 | 0 | 0 | 0 | 0 | 0 | 0 | 0 | 0 | 0 | 0 | 0 | 0 | 0 | 0 | 0 | 0
1970 | 10.52 |  | 15.4681 |  | 5.8432 |  |  |  | 50 | GDP-IPD | 7 |  | Account | Synth Approach | Value | [5 empty] | 123 | 0 | 0 | 0 | 0 | 0 | 0 | 0 | 0 | 0 | 0 | 0 | 0 | 0 | 0 | 0 | 0 | 0 | 0 | 0 | 0 | 0 | 0 | 0 | 0 | 0 | #N/A | 0 | 0 | 0 | 0 | 0 | 0 | #VALUE! | 0 | 0 | 0 | 0 | 0 | 0 | 0 | 0 | 0 | 0 | 0 | 0 | 0 | 0 | 0 | 0 | 0
1971 | 9.64 |  | 14.1742 |  | 5.5616 |  |  |  |  | Labor | 9 | Capitalized Pre-Construction Costs | 10 | Avg $/kWe | 128.2221 | [5 empty] | 13 | 164.5785 | 237.0301 | 65.1833 | 298.6579 | 80.5902 | 406.1308 | 111.686 | 511.7248 | 138.0845 | 0 | 0 | 0 | 0 | 0 | 0 | 0 | 0 | 0 | 0 | 0 | 0 | 0 | 0 | 0 | 0 | #N/A | 75.8185 | 75.8386 | 75.8386 | 75.8386 | 75.8386 | 75.8386 | #VALUE! | 0 | 0 | 0 | 0 | 0 | 0 | 0 | 0 | 0 | 0 | 0 | 0 | 0 | 0 | 0 | 0 | 0
1972 | 8.9 |  | 13.0861 |  | 5.3316 |  |  |  |  | Matieral | 10 | Land and Land Rights | 11 | Calculated Value | 2.376 | 3100 | 4958000 |  |  |  | 131 | 60.2963 | 71.109 | 17.7773 | 71.109 | 17.7773 | 121.8392 | 30.4598 | 121.8392 | 30.4598 | 0 | 0 | 0 | 0 | 0 | 0 | 0 | 0 | 0 | 0 | 0 | 0 | 0 | 0 | 0 | 0 | #N/A | 0 | 0 | 0 | 0 | 0 | 0 | #VALUE! | 0 | 0 | 0 | 0 | 0 | 0 | 0 | 0 | 0 | 0 | 0 | 0 | 0 | 0 | 0 | 0 | 0
1973 | 8.26 |  | 12.1451 |  | 5.0542 |  |  |  |  | Equipment | 11 | Site Permits | 12 | Avg $/kWe | 10.03 | [5 empty] | 132 | 96.4741 | 109.0338 | 33.1842 | 109.0338 | 33.1842 | 186.8202 | 56.8583 | 186.8202 | 56.8583 | 0 | 0 | 0 | 0 | 0 | 0 | 0 | 0 | 0 | 0 | 0 | 0 | 0 | 0 | 0 | 0 | #N/A | 0 | 0 | 0 | 0 | 0 | 0 | #VALUE! | 0 | 0 | 0 | 0 | 0 | 0 | 0 | 0 | 0 | 0 | 0 | 0 | 0 | 0 | 0 | 0 | 0
1974 | 7.71 |  | 11.3364 |  | 4.6357 | [6 empty] | Plant Licensing | 13 | Avg $/kWe | 164.5785 | [5 empty] | 133 | 74.3655 | 56.8872 | 14.2218 | 118.515 | 29.6288 | 97.4714 | 24.3678 | 203.0654 | 50.7664 | 0 | 0 | 0 | 0 | 0 | 0 | 0 | 0 | 0 | 0 | 0 | 0 | 0 | 0 | 0 | 0 | #N/A | 0 | 0 | 0 | 0 | 0 | 0 | #VALUE! | 0 | 0 | 0 | 0 | 0 | 0 | 0 | 0 | 0 | 0 | 0 | 0 | 0 | 0 | 0 | 0 | 0
1975 | 7.22 |  | 10.6159 |  | 4.2445 | [6 empty] | Plant Permits | 14 | Avg $/kWe | 17.7637 | [5 empty] | 14 | 17.7637 | 14.2218 | 3.5555 | 14.2218 | 3.5555 | 24.3678 | 6.092 | 24.3678 | 6.092 | 0 | 0 | 0 | 0 | 0 | 0 | 0 | 0 | 0 | 0 | 0 | 0 | 0 | 0 | 0 | 0 | #N/A | 74.3311 | 39.4361 | 19.7181 | 9.859 | 4.9295 | 3.9436 | #VALUE! | 0 | 0 | 0 | 0 | 0 | 0 | 0 | 0 | 0 | 0 | 0 | 0 | 0 | 0 | 0 | 0 | 0
1976 | 6.74 |  | 9.9102 |  | 4.0225 | [6 empty] | Plant Studies | 15 | Avg $/kWe | 25.3696 | [5 empty] | 15 | 25.3696 | 0 | 0 | 0 | 0 | 0 | 0 | 0 | 0 | 0 | 0 | 0 | 0 | 0 | 0 | 0 | 0 | 0 | 0 | 0 | 0 | 0 | 0 | 0 | 0 | #N/A | 74.3311 | 39.4361 | 19.7181 | 9.859 | 4.9295 | 3.9436 | #VALUE! | 0 | 0 | 0 | 0 | 0 | 0 | 0 | 0 | 0 | 0 | 0 | 0 | 0 | 0 | 0 | 0 | 0
1977 | 6.32 |  | 9.2926 |  | 3.7877 | [6 empty] | Plant Reports | 16 | Avg $/kWe | 12.3542 | [5 empty] | 16 | 12.3542 | 0 | 0 | 0 | 0 | 0 | 0 | 0 | 0 | 0 | 0 | 0 | 0 | 0 | 0 | 0 | 0 | 0 | 0 | 0 | 0 | 0 | 0 | 0 | 0 | #N/A | 12.3514 | 12.3547 | 12.3547 | 12.3547 | 12.3547 | 12.3547 | #VALUE! | 0 | 0 | 0 | 0 | 0 | 0 | 0 | 0 | 0 | 0 | 0 | 0 | 0 | 0 | 0 | 0 | 0
1978 | 5.95 |  | 8.7486 |  | 3.5395 | [6 empty] | Community Outreach and Education | 17 | Avg $/kWe | 0 | [5 empty] | 17 | 0 | 0 | 0 | 0 | 0 | 0 | 0 | 0 | 0 | 0 | 0 | 0 | 0 | 0 | 0 | 0 | 0 | 0 | 0 | 0 | 0 | 0 | 0 | 0 | 0 | #N/A | 0 | 0 | 0 | 0 | 0 | 0 | #VALUE! | 0 | 0 | 0 | 0 | 0 | 0 | 0 | 0 | 0 | 0 | 0 | 0 | 0 | 0 | 0 | 0 | 0
1979 | 5.61 |  | 8.2487 |  | 3.2672 | [6 empty] | Other Pre-Construction Costs | 18 | Avg $/kWe | 55.4345 | [5 empty] | 18 | 55.4345 | 87.7011 | 27.2585 | 87.7011 | 27.2585 | 150.2684 | 46.705 | 150.2684 | 46.705 | 0 | 0 | 0 | 0 | 0 | 0 | 0 | 0 | 0 | 0 | 0 | 0 | 0 | 0 | 0 | 0 | #N/A | 74.3311 | 39.4361 | 19.7181 | 9.859 | 4.9295 | 3.9436 | #VALUE! | 0 | 0 | 0 | 0 | 0 | 0 | 0 | 0 | 0 | 0 | 0 | 0 | 0 | 0 | 0 | 0 | 0
1980 | 5.32 |  | 7.8223 |  | 2.9961 | [6 empty] | Contingency on Pre-Construction Costs | 19 | Avg $/kWe | 38.0485 | [5 empty] | 19 | 38.0485 | 0 | 0 | 0 | 0 | 0 | 0 | 0 | 0 | 0 | 0 | 0 | 0 | 0 | 0 | 0 | 0 | 0 | 0 | 0 | 0 | 0 | 0 | 0 | 0 | #N/A | 76.6928 | 49.1376 | 33.5785 | 25.8105 | 21.9233 | 21.1479 | #VALUE! | 0 | 0 | 0 | 0 | 0 | 0 | 0 | 0 | 0 | 0 | 0 | 0 | 0 | 0 | 0 | 0 | 0
1981 | 4.82 |  | 7.0871 |  | 2.7372 | [6 empty] | Capitalized Direct Costs | 20 | Avg $/kWe | 0 | [5 empty] | 20 | 3826.5594 | 4116.9409 | 3368.4091 | 6633.3334 | 5590.3736 | 4763.872 | 3843.6823 | 8299.4929 | 6988.5198 | 4402.203 | 2530.4002 | 12340.0337 | 6239.3429 | 9738.6569 | 4704.2665 | 3311.3136 | 2523.2601 | 3044.8152 | 1893.6835 | 2833.8759 | 3186.1538 | 5431.8342 | 6291.9071 | 2159.3972 | 2578.9158 | #N/A | 3942.4904 | 3395.3085 | 3036.3283 | 2826.3668 | 2666.3995 | 2623.5583 | #VALUE! | 3318.5707 | 4204.1586 | 2383.0095 | 2383.0095 | 964.8833 | 903.3331 | 852.7185 | 1642.2262 | 3532.4245 | 3245.2576 | 3075.8019 | 3398.5922 | 3542.0199 | 3326.906 | 2812.5235 | 2563.769 | 2393.9506
1982 | 4.41 |  | 6.4843 |  | 2.578 | [6 empty] | Structures and Improvements | 21 | Avg $/kWe | 0 | [5 empty] | 21 | 768.6722 | 646.4586 | 459 | 1030.6368 | 731.7483 | 846.0039 | 600.6675 | 1348.7556 | 957.5917 | 1490.5097 | 860.7982 | 3743.6057 | 2160.6613 | 990.3719 | 618.9824 | 828.9031 | 547.1415 | 719.6734 | 540.2361 | 742.4269 | 1097.6219 | 609.1777 | 585.7478 | 808.7893 | 1093.065 | #N/A | 551.1043 | 357.4559 | 253.5846 | 206.1804 | 181.2296 | 177.0318 | #VALUE! | 1125.056 | 1132.8755 | 452.4356 | 452.4356 | 205.9172 | 199.2957 | 190.198 | 356.0933 | 817.7102 | 778.6283 | 750.6773 | 757.6519 | 721.7013 | 699.061 | 594.7788 | 564.1707 | 543.7471
1983 | 4.06 |  | 5.9696 |  | 2.4813 | [6 empty] | Reactor System | 22 | Avg $/kWe | 0 | [5 empty] | 211 | 49.5149 | 0 | 0 | 0 | 0 | 0 | 0 | 0 | 0 | 0 | 0 | 0 | 0 | 0 | 0 | 90.7071 | 69.7151 | 83.3282 | 71.5242 | 57.4999 | 0 | 0 | 0 | 58.3226 | 70.713 | #N/A | 0 | 0 | 0 | 0 | 0 | 0 | #VALUE! | 0 | 239.8133 | 62.2819 | 62.2819 | 17.3103 | 16.9262 | 16.5406 | 32.9601 | 27.6614 | 27.3201 | 26.7202 | 22.5685 | 22.2932 | 21.868 | 13.7104 | 13.5287 | 13.2478
1984 | 3.76 |  | 5.5285 |  | 2.3947 | [6 empty] | Energy Conversion System | 23 | Avg $/kWe | 0 | [5 empty] | 212 | 316.6415 | 0 | 0 | 0 | 0 | 0 | 0 | 0 | 0 | 0 | 0 | 0 | 0 | 0 | 0 | 284.8348 | 183.5949 | 223.0493 | 176.5372 | 466.1805 | 0 | 0 | 0 | 363.013 | 725.7312 | #N/A | 0 | 0 | 0 | 0 | 0 | 0 | #VALUE! | 0 | 544.6472 | 133.606 | 133.606 | 94.2045 | 91.9884 | 87.9833 | 175.9547 | 446.0112 | 431.3979 | 423.7402 | 424.3714 | 409.8598 | 403.3111 | 362.8913 | 350.8745 | 345.3652
1985 | 3.51 | 3.3243 | 5.1609 | 3.3243 | 2.3212 | 2.9662 | 3.1753 | 3.5313 |  |  |  | Electrical Equipment | 24 | Avg $/kWe | 261.8 | [5 empty] | 213 | 90.9936 | 0 | 0 | 0 | 0 | 0 | 0 | 0 | 0 | 0 | 0 | 0 | 0 | 0 | 0 | 226.413 | 138.3348 | 135.6994 | 138.1971 | 134.9892 | 0 | 0 | 0 | 235.278 | 169.3667 | #N/A | 0 | 0 | 0 | 0 | 0 | 0 | #VALUE! | 0 | 82.948 | 122.1094 | 122.1094 | 16.1078 | 15.1741 | 14.849 | 29.6951 | 92.6886 | 90.2306 | 88.9759 | 74.1756 | 72.232 | 71.3555 | 7.3981 | 7.3222 | 7.2043
1986 | 3.4 | 3.2453 | 4.9992 | 3.2453 | 2.2753 | 2.8734 | 3.1817 | 3.4415 |  |  |  | Initial Fuel Inventory | 25 | Avg $/kWe | … | 320 | 260 | 990 |  |  | 213.1 | 59.6119 | 0 | 0 | 0 | 0 | 0 | 0 | 0 | 0 | 0 | 0 | 0 | 0 | 0 | 0 | 105.6429 | 64.582 | 79.0312 | 66.9939 | 79.0277 | 0 | 0 | 0 | 91.0434 | 87.6543 | #N/A | 0 | 0 | 0 | 0 | 0 | 0 | #VALUE! | 0 | 82.948 | 63.3706 | 63.3706 | 16.1078 | 15.1741 | 14.849 | 29.6951 | 92.6886 | 90.2306 | 88.9759 | 74.1756 | 72.232 | 71.3555 | 7.3981 | 7.3222 | 7.2043
1987 | 3.3 | 3.1911 | 4.8522 | 3.1911 | 2.2204 | 2.7862 | 3.1178 | 3.4101 |  |  |  | Miscellaneous Equipment | 26 | Avg $/kWe | 194.7303 | [5 empty] | 213.2 | 58.4886 | 0 | 0 | 0 | 0 | 0 | 0 | 0 | 0 | 0 | 0 | 0 | 0 | 0 | 0 | 86.6591 | 50.7337 | 0.46803 | 48.9617 | 0 | 0 | 0 | 0 | 123.1235 | 80.2878 | #N/A | 0 | 0 | 0 | 0 | 0 | 0 | #VALUE! | 0 | 0 | 38.8376 | 38.8376 | 0 | 0 | 0 | 0 | 0 | 0 | 0 | 0 | 0 | 0 | 0 | 0 | 0
1988 | 3.2 | 3.0459 | 4.7051 | 3.0459 | 2.1448 | 2.6774 | 2.9529 | 3.2492 |  |  |  | Material Requiring Special Consideration | 27 | Avg $/kWe | 0 | [5 empty] | 213.3 | 28.03 | 0 | 0 | 0 | 0 | 0 | 0 | 0 | 0 | 0 | 0 | 0 | 0 | 0 | 0 | 33.8707 | 22.8301 | 55.9754 | 22.0598 | 55.9614 | 0 | 0 | 0 | 20.962 | 1.1354 | #N/A | 0 | 0 | 0 | 0 | 0 | 0 | #VALUE! | 0 | 0 | 19.7377 | 19.7377 | 0 | 0 | 0 | 0 | 0 | 0 | 0 | 0 | 0 | 0 | 0 | 0 | 0
1989 | 3.11 | 2.8973 | 4.5728 | 2.8973 | 2.0637 | 2.5903 | 2.8586 | 3.0539 |  |  |  | Simulator | 28 | Avg $/kWe | 0.17673 | [5 empty] | 213.4 | 0.20012 | 0 | 0 | 0 | 0 | 0 | 0 | 0 | 0 | 0 | 0 | 0 | 0 | 0 | 0 | 0.24027 | 0.18904 | 0.22473 | 0.18182 | 0 | 0 | 0 | 0 | 0.1491 | 0.28911 | #N/A | 0 | 0 | 0 | 0 | 0 | 0 | #VALUE! | 0 | 0 | 0.16343 | 0.16343 | 0 | 0 | 0 | 0 | 0 | 0 | 0 | 0 | 0 | 0 | 0 | 0 | 0
1990 | 3.02 | 2.814 | 4.4405 | 2.814 | 1.9891 | 2.4763 | 2.8552 | 2.9722 |  |  |  | Contingency on Direct Costs | 29 | Avg $/kWe | 720.2618 | [5 empty] | 214 | 121.9629 | 0 | 0 | 0 | 0 | 0 | 0 | 0 | 0 | 0 | 0 | 0 | 0 | 0 | 0 | 127.9886 | 90.8792 | 245.269 | 91.5121 | 55.6026 | 0 | 0 | 0 | 50.265 | 54.2316 | #N/A | 0 | 0 | 0 | 0 | 0 | 0 | #VALUE! | 0 | 41.7081 | 48.7197 | 48.7197 | 58.95 | 56.2937 | 52.3654 | 85.6475 | 221.4668 | 200.0671 | 182.1041 | 210.8546 | 191.8662 | 177.4359 | 187.8986 | 169.7628 | 155.5386
1991 | 2.92 | 2.7247 | 4.2934 | 2.7247 | 1.9242 | 2.3786 | 2.837 | 2.8746 |  |  |  | Capitalized Indirect Services Cost | 30 | Ratio of 20 | 0.33631 | [5 empty] | 214.1 | 32.9381 | 0 | 0 | 0 | 0 | 0 | 0 | 0 | 0 | 0 | 0 | 0 | 0 | 0 | 0 | 36.3489 | 27.5572 | 0 | 26.7897 | 0 | 0 | 0 | 0 | 29.9609 | 44.0341 | #N/A | 0 | 0 | 0 | 0 | 0 | 0 | #VALUE! | 0 | 0 | 0 | 0 | 0 | 0 | 0 | 0 | 0 | 0 | 0 | 0 | 0 | 0 | 0 | 0 | 0
1992 | 2.83 | 2.6281 | 4.1611 | 2.6281 | 1.8813 | 2.3051 | 2.7878 | 2.7564 |  |  |  | Factory & Field Indirect Costs | 31 | Ratio of 20 | 0.17806 | [5 empty] | 214.2 | 141.1464 | 0 | 0 | 0 | 0 | 0 | 0 | 0 | 0 | 0 | 0 | 0 | 0 | 0 | 0 | 0 | 0 | 0 | 0 | 0 | 0 | 0 | 0 | 0 | 0 | #N/A | 0 | 0 | 0 | 0 | 0 | 0 | #VALUE! | 0 | 0 | 0 | 0 | 35.8159 | 33.5717 | 30.1856 | 42.7994 | 220.8981 | 199.5052 | 181.5541 | 210.3663 | 191.3838 | 176.9626 | 187.4457 | 169.3153 | 155.0996
1993 | 2.74 | 2.5026 | 4.0288 | 2.5026 | 1.8378 | 2.2319 | 2.6558 | 2.6034 |  |  |  | Factory & Construction Supervision | 32 | Ratio of 20 | 0.067402 | [5 empty] | 214.3 | 2.5049 | 0 | 0 | 0 | 0 | 0 | 0 | 0 | 0 | 0 | 0 | 0 | 0 | 0 | 0 | 2.5436 | 2.1403 | 4.0375 | 2.0717 | 4.0392 | 0 | 0 | 0 | 1.5065 | 0 | #N/A | 0 | 0 | 0 | 0 | 0 | 0 | #VALUE! | 0 | 0 | 1.8504 | 1.8504 | 0 | 0 | 0 | 0 | 0 | 0 | 0 | 0 | 0 | 0 | 0 | 0 | 0
1994 | 2.65 | 2.4221 | 3.8964 | 2.4221 | 1.7993 | 2.1522 | 2.5516 | 2.5275 |  |  |  | Startup Costs | 33 | Ratio of 20 | 0.0075891 | [5 empty] | 214.4 | 1.3784 | 0 | 0 | 0 | 0 | 0 | 0 | 0 | 0 | 0 | 0 | 0 | 0 | 0 | 0 | 0 | 0 | 0 | 0 | 0 | 0 | 0 | 0 | 0 | 0 | #N/A | 0 | 0 | 0 | 0 | 0 | 0 | #VALUE! | 0 | 0 | 0 | 0 | 1.4212 | 1.3858 | 1.3533 | 1.3533 | 0 | 0 | 0 | 0 | 0 | 0 | 0 | 0 | 0
1995 | 2.57 | 2.3752 | 3.7788 | 2.3752 | 1.7623 | 2.1148 | 2.4599 | 2.4843 |  |  |  | Shipping and Transportation Costs | 34 | Ratio of 20 | 0.007887 | [5 empty] | 214.5 | 1.207 | 0 | 0 | 0 | 0 | 0 | 0 | 0 | 0 | 0 | 0 | 0 | 0 | 0 | 0 | 1.5069 | 1.1906 | 2.2446 | 1.1517 | 2.2398 | 0 | 0 | 0 | 2.803 | 1.8504 | #N/A | 0 | 0 | 0 | 0 | 0 | 0 | #VALUE! | 0 | 0 | 1.0293 | 1.0293 | 0.16694 | 0.16251 | 0.15808 | 0.15808 | 0 | 0 | 0 | 0 | 0 | 0 | 0 | 0 | 0
1996 | 2.55 | 2.3266 | 3.7494 | 2.3266 | 1.7307 | 2.0629 | 2.4459 | 2.4315 |  |  |  | Engineering Services | 35 | Ratio of 20 | 0.087083 | [5 empty] | 214.6 | 1.5381 | 0 | 0 | 0 | 0 | 0 | 0 | 0 | 0 | 0 | 0 | 0 | 0 | 0 | 0 | 2.0078 | 1.4949 | 1.981 | 1.4518 | 0 | 0 | 0 | 0 | 1.2463 | 0 | #N/A | 0 | 0 | 0 | 0 | 0 | 0 | #VALUE! | 0 | 0 | 1.2924 | 1.2924 | 0 | 0 | 0 | 0 | 0 | 0 | 0 | 0 | 0 | 0 | 0 | 0 | 0
1997 | 2.5 | 2.2725 | 3.6759 | 2.2725 | 1.7013 | 2.0101 | 2.4039 | 2.3747 |  |  |  | PM/CM Services | 36 | Ratio of 20 | 0.032156 | [5 empty] | 214.7 | 0.77931 | 0 | 0 | 0 | 0 | 0 | 0 | 0 | 0 | 0 | 0 | 0 | 0 | 0 | 0 | 0 | 0 | 0 | 0 | 0 | 0 | 0 | 0 | 0 | 0 | #N/A | 0 | 0 | 0 | 0 | 0 | 0 | #VALUE! | 0 | 0 | 0 | 0 | 0.64413 | 0.62936 | 0.61459 | 1.2292 | 0 | 0 | 0 | 0 | 0 | 0 | 0 | 0 | 0
1998 | 2.49 | 2.2246 | 3.6612 | 2.2246 | 1.6824 | 1.9497 | 2.4157 | 2.3237 |  |  |  | Contingency on Indirect Services Cost | 39 | Ratio of 20 | 0.1016 | [5 empty] | 215 | 33.5357 | 0 | 0 | 0 | 0 | 0 | 0 | 0 | 0 | 0 | 0 | 0 | 0 | 0 | 0 | 62.4244 | 40.0768 | 0 | 38.7274 | 0 | 0 | 0 | 0 | 41.9473 | 42.2374 | #N/A | 0 | 0 | 0 | 0 | 0 | 0 | #VALUE! | 0 | 223.7589 | 64.5019 | 64.5019 | 5.6229 | 5.487 | 5.3496 | 9.8097 | 13.0117 | 12.883 | 12.655 | 11.1765 | 11.0659 | 10.8934 | 9.4652 | 9.3873 | 9.266
1999 | 2.46 | 2.1919 | 3.6171 | 2.1919 | 1.659 | 1.885 | 2.3924 | 2.309 |  |  |  | Capitalized Pre-COD Personnel Costs | 40 | Avg $/kWe | 264.2587 | [5 empty] | 215.1 | 2.1518 | 0 | 0 | 0 | 0 | 0 | 0 | 0 | 0 | 0 | 0 | 0 | 0 | 0 | 0 | 0 | 0 | 0 | 0 | 0 | 0 | 0 | 0 | 0 | 0 | #N/A | 0 | 0 | 0 | 0 | 0 | 0 | #VALUE! | 0 | 0 | 0 | 0 | 1.9398 | 1.9161 | 1.8807 | 2.8705 | 0 | 0 | 0 | 0 | 0 | 0 | 0 | 0 | 0
2000 | 2.44 | 2.145 | 3.5877 | 2.145 | 1.6222 | 1.7976 | 2.3694 | 2.2846 |  |  |  | Staff Recruitment and Training | 41 | Avg $/kWe | 134.6426 | [5 empty] | 215.2 | 0 | 0 | 0 | 0 | 0 | 0 | 0 | 0 | 0 | 0 | 0 | 0 | 0 | 0 | 0 | 0 | 0 | 0 | 0 | 0 | 0 | 0 | 0 | 0 | 0 | #N/A | 0 | 0 | 0 | 0 | 0 | 0 | #VALUE! | 0 | 0 | 0 | 0 | 0 | 0 | 0 | 0 | 0 | 0 | 0 | 0 | 0 | 0 | 0 | 0 | 0
2001 | 2.37 | 2.0772 | 3.4847 | 2.0772 | 1.5864 | 1.7169 | 2.3917 | 2.2119 |  |  |  | Staff Housing | 42 | Avg $/kWe | 15.1284 | [5 empty] | 215.3 | 0 | 0 | 0 | 0 | 0 | 0 | 0 | 0 | 0 | 0 | 0 | 0 | 0 | 0 | 0 | 0 | 0 | 0 | 0 | 0 | 0 | 0 | 0 | 0 | 0 | #N/A | 0 | 0 | 0 | 0 | 0 | 0 | #VALUE! | 0 | 0 | 0 | 0 | 0 | 0 | 0 | 0 | 0 | 0 | 0 | 0 | 0 | 0 | 0 | 0 | 0
2002 | 2.26 | 2.0427 | 3.323 | 2.0427 | 1.5622 | 1.6605 | 2.3716 | 2.1914 |  |  |  |  | 43 | Avg $/kWe | [6 empty] | 215.4 | 25.7991 | 0 | 0 | 0 | 0 | 0 | 0 | 0 | 0 | 0 | 0 | 0 | 0 | 0 | 0 | 62.4244 | 40.0768 | 0 | 38.7274 | 0 | 0 | 0 | 0 | 41.9473 | 42.2374 | #N/A | 0 | 0 | 0 | 0 | 0 | 0 | #VALUE! | 0 | 129.6062 | 34.6483 | 34.6483 | 3.6831 | 3.5708 | 3.4689 | 6.9392 | 13.0117 | 12.883 | 12.655 | 11.1765 | 11.0659 | 10.8934 | 9.4652 | 9.3873 | 9.266
2003 | 2.14 | 1.9961 | 3.1466 | 1.9961 | 1.532 | 1.6034 | 2.3216 | 2.1546 |  |  |  |  | 44 | Avg $/kWe | [6 empty] | 215.5 | 51.2866 | 0 | 0 | 0 | 0 | 0 | 0 | 0 | 0 | 0 | 0 | 0 | 0 | 0 | 0 | 0 | 0 | 0 | 0 | 0 | 0 | 0 | 0 | 0 | 0 | #N/A | 0 | 0 | 0 | 0 | 0 | 0 | #VALUE! | 0 | 94.1527 | 29.8536 | 29.8536 | 0 | 0 | 0 | 0 | 0 | 0 | 0 | 0 | 0 | 0 | 0 | 0 | 0
2004 | 1.97 | 1.9162 | 2.8966 | 1.9162 | 1.4919 | 1.5574 | 2.1151 | 2.075 |  |  |  | Contingency on Training Costs | 49 | Avg $/kWe | 66.6339 | [5 empty] | 216 | 21.5349 | 0 | 0 | 0 | 0 | 0 | 0 | 0 | 0 | 0 | 0 | 0 | 0 | 0 | 0 | 36.5352 | 24.5408 | 32.3275 | 23.738 | 28.1547 | 0 | 0 | 0 | 59.9635 | 30.7851 | #N/A | 0 | 0 | 0 | 0 | 0 | 0 | #VALUE! | 0 | 0 | 21.2167 | 21.2167 | 13.7218 | 13.4263 | 13.1102 | 22.0261 | 16.8704 | 16.7296 | 16.482 | 14.5052 | 14.3842 | 14.1971 | 13.4152 | 13.2952 | 13.1252
2005 | 1.79 | 1.8438 | 2.6319 | 1.8438 | 1.4465 | 1.5075 | 2.0143 | 1.9941 |  |  |  | Capitalized Supplementary Costs | 50 | Avg $/kWe | 249.0702 | [5 empty] | 216.1 | 22.7109 | 0 | 0 | 0 | 0 | 0 | 0 | 0 | 0 | 0 | 0 | 0 | 0 | 0 | 0 | 28.3888 | 18.5396 | 21.0514 | 17.9521 | 21.0277 | 0 | 0 | 0 | 44.6832 | 20.6981 | #N/A | 0 | 0 | 0 | 0 | 0 | 0 | #VALUE! | 0 | 0 | 16.0284 | 16.0284 | 0 | 0 | 0 | 0 | 0 | 0 | 0 | 0 | 0 | 0 | 0 | 0 | 0
2006 | 1.335 | 1.7304 | 1.9629 | 1.7304 | 1.4032 | 1.4585 | 1.8949 | 1.8406 |  |  |  | Taxes | 51 | Avg $/kWe | 0.029747 | [5 empty] | 216.2 | 3.9054 | 0 | 0 | 0 | 0 | 0 | 0 | 0 | 0 | 0 | 0 | 0 | 0 | 0 | 0 | 5.3409 | 3.7991 | 7.1337 | 3.6604 | 7.127 | 0 | 0 | 0 | 10.0859 | 6.658 | #N/A | 0 | 0 | 0 | 0 | 0 | 0 | #VALUE! | 0 | 0 | 3.2845 | 3.2845 | 0.081255 | 0.079778 | 0.078301 | 0.1566 | 0 | 0 | 0 | 0 | 0 | 0 | 0 | 0 | 0
2007 | 1.05 | 1.6231 | 1.5439 | 1.6231 | 1.3662 | 1.4036 | 1.8645 | 1.6895 |  |  |  | Insurance | 52 | Avg $/kWe | 0.45% |  |  |  | New Property Tax |  | 216.3 | 0 | 0 | 0 | 0 | 0 | 0 | 0 | 0 | 0 | 0 | 0 | 0 | 0 | 0 | 0 | 0 | 0 | 0 | 0 | 0 | 0 | 0 | 0 | 0 | 0 | #N/A | 0 | 0 | 0 | 0 | 0 | 0 | #VALUE! | 0 | 0 | 0 | 0 | 0 | 0 | 0 | 0 | 0 | 0 | 0 | 0 | 0 | 0 | 0 | 0 | 0
2008 | 1.09 | 1.5707 | 1.6027 | 1.5707 | 1.3403 | 1.3551 | 1.7386 | 1.6477 |  |  |  | Spent Fuel Storage | 53 | Calculated Value | 0 | 1.252% | This is Property Tax |  | 14.0605 |  | 216.4 | 9.734 | 0 | 0 | 0 | 0 | 0 | 0 | 0 | 0 | 0 | 0 | 0 | 0 | 0 | 0 | 2.8055 | 2.2021 | 4.1424 | 2.1255 | 0 | 0 | 0 | 0 | 5.1944 | 3.429 | #N/A | 0 | 0 | 0 | 0 | 0 | 0 | #VALUE! | 0 | 0 | 1.9038 | 1.9038 | 10.7346 | 10.4701 | 10.2308 | 16.2688 | 16.8704 | 16.7296 | 16.482 | 14.5052 | 14.3842 | 14.1971 | 13.4152 | 13.2952 | 13.1252
2009 | 1.14 | 1.5598 | 1.6762 | 1.5598 | 1.3321 | 1.3405 | 1.8054 | 1.6265 |  |  |  | Decommissioning | 54 | Calculated Value | 10 | 0.45% |  |  |  |  | 217 | 0 | 0 | 0 | 0 | 0 | 0 | 0 | 0 | 0 | 0 | 0 | 0 | 0 | 0 | 0 | 0 | 0 | 0 | 0 | 0 | 0 | 0 | 0 | 0 | 0 | #N/A | 0 | 0 | 0 | 0 | 0 | 0 | #VALUE! | 0 | 0 | 0 | 0 | 0 | 0 | 0 | 0 | 0 | 0 | 0 | 0 | 0 | 0 | 0 | 0 | 0
2010 | 1.13 | 1.556 | 1.6615 | 1.556 | 1.3162 | 1.3262 | 1.756 | 1.6366 |  |  |  | Other Owners' Costs | 55 | Calculated Value | 0 | [5 empty] | 217.1 | 0 | 0 | 0 | 0 | 0 | 0 | 0 | 0 | 0 | 0 | 0 | 0 | 0 | 0 | 0 | 0 | 0 | 0 | 0 | 0 | 0 | 0 | 0 | 0 | 0 | #N/A | 0 | 0 | 0 | 0 | 0 | 0 | #VALUE! | 0 | 0 | 0 | 0 | 0 | 0 | 0 | 0 | 0 | 0 | 0 | 0 | 0 | 0 | 0 | 0 | 0
2011 | 1.11 | 1.5073 | 1.6321 | 1.5073 | 1.2895 | 1.3122 | 1.6981 | 1.5691 |  |  |  | Fees | 56 | Avg $/kWe | 0 | [5 empty] | 217.2 | 0 | 0 | 0 | 0 | 0 | 0 | 0 | 0 | 0 | 0 | 0 | 0 | 0 | 0 | 0 | 0 | 0 | 0 | 0 | 0 | 0 | 0 | 0 | 0 | 0 | #N/A | 0 | 0 | 0 | 0 | 0 | 0 | #VALUE! | 0 | 0 | 0 | 0 | 0 | 0 | 0 | 0 | 0 | 0 | 0 | 0 | 0 | 0 | 0 | 0 | 0
2012 | 1.06 | 1.437 | 1.5586 | 1.437 | 1.2659 | 1.2918 | 1.6593 | 1.4669 |  |  |  | Management Reserve | 57 | Avg $/kWe | 0 | [5 empty] | 217.3 | 0 | 0 | 0 | 0 | 0 | 0 | 0 | 0 | 0 | 0 | 0 | 0 | 0 | 0 | 0 | 0 | 0 | 0 | 0 | 0 | 0 | 0 | 0 | 0 | 0 | #N/A | 0 | 0 | 0 | 0 | 0 | 0 | #VALUE! | 0 | 0 | 0 | 0 | 0 | 0 | 0 | 0 | 0 | 0 | 0 | 0 | 0 | 0 | 0 | 0 | 0
2013 | 1.07 | 1.3951 | 1.5733 | 1.3951 | 1.2448 | 1.2655 | 1.632 | 1.415 |  |  |  | Supplementary Contingencies | 59 | Avg $/kWe | 199.4425 | 10 |  |  |  |  | 217.4 | 0 | 0 | 0 | 0 | 0 | 0 | 0 | 0 | 0 | 0 | 0 | 0 | 0 | 0 | 0 | 0 | 0 | 0 | 0 | 0 | 0 | 0 | 0 | 0 | 0 | #N/A | 0 | 0 | 0 | 0 | 0 | 0 | #VALUE! | 0 | 0 | 0 | 0 | 0 | 0 | 0 | 0 | 0 | 0 | 0 | 0 | 0 | 0 | 0 | 0 | 0
2014 | 1.05 | 1.3539 | 1.5439 | 1.3539 | 1.2235 | 1.2475 | 1.5926 | 1.3623 | [12 empty] | 22 | 1370.9041 | 1195.9983 | 879.7201 | 1665.272 | 1240.8913 | 1445.2923 | 1065.1374 | 2078.7252 | 1551.554 | 1484.7325 | 855.0211 | 3836.0404 | 1825.5855 | 4456.6735 | 2042.642 | 1033.8793 | 845.3344 | 1108.7295 | 324.841 | 980.1571 | 1652.4717 | 3868.2782 | 4607.8823 | 556.2604 | 626.9754 | #N/A | 595.537 | 516.5794 | 460.4309 | 437.5971 | 418.7584 | 413.3177 | #VALUE! | 1597.8122 | 1866.5973 | 821.9636 | 821.9636 | 438.6576 | 387.8346 | 350.0538 | 661.6975 | 1762.1129 | 1557.0415 | 1423.4967 | 1401.5576 | 1656.8874 | 1528.4442 | 1508.3559 | 1340.4074 | 1237.2937
2015 | 1.03 | 1.3233 | 1.5145 | 1.3233 | 1.2122 | 1.2219 | 1.5994 | 1.3244 | [12 empty] | 221 | 614.8563 | 706.8524 | 509.2707 | 871.2148 | 627.2941 | 822.7019 | 593.13 | 1063.6156 | 765.8974 | 0 | 0 | 0 | 0 | 0 | 0 | 531.4766 | 529.5942 | 750.6683 | 28.7438 | 697.6697 | 0 | 0 | 0 | 295.7258 | 314.916 | #N/A | 0 | 0 | 0 | 0 | 0 | 0 | #VALUE! | 0 | 864.298 | 198.3618 | 198.3618 | 231.3561 | 200.0934 | 180.1224 | 360.2447 | 1073.417 | 956.926 | 877.745 | 528.4139 | 895.4745 | 832.3156 | 935.2568 | 839.4007 | 779.9866
2016 | 1.02 | 1.3031 | 1.4998 | 1.3031 | 1.2008 | 1.1965 | 1.5968 | 1.3047 | [12 empty] | 221.11 | 314.3873 | 0 | 0 | 0 | 0 | 0 | 0 | 0 | 0 | 0 | 0 | 0 | 0 | 0 | 0 | 0 | 0 | 0 | 0 | 0 | 0 | 0 | 0 | 0 | 0 | #N/A | 0 | 0 | 0 | 0 | 0 | 0 | #VALUE! | 0 | 54.351 | 0 | 0 | 113.7353 | 100.9871 | 91.006 | 182.0134 | 519.573 | 481.7145 | 458.1313 | 52.218 | 486.8869 | 466.29 | 493.5838 | 460.4346 | 440.4968
2017 | 1 | 1.271 | 1.4704 | 1.271 | 1.1797 | 1.1674 | 1.5409 | 1.2744 | [12 empty] | 221.12 | 457.073 | 447.181 | 322.0776 | 526.2259 | 379.0298 | 529.2874 | 381.3675 | 622.6855 | 448.7292 | 0 | 0 | 0 | 0 | 0 | 0 | 0 | 0 | 0 | 0 | 0 | 0 | 0 | 0 | 0 | 0 | #N/A | 0 | 0 | 0 | 0 | 0 | 0 | #VALUE! | 0 | 0 | 0 | 0 | 0 | 0 | 0 | 0 | 0 | 0 | 0 | 0 | 0 | 0 | 0 | 0 | 0
2018 | 0.95473 | 1.2259 | 1.4038 | 1.2259 | 1.1533 | 1.1363 | 1.4487 | 1.2294 | [12 empty] | 221.13 | 240.5602 | 169.3582 | 123.0762 | 198.6114 | 144.3374 | 204.9621 | 148.9899 | 240.3431 | 174.7172 | 0 | 0 | 0 | 0 | 0 | 0 | 0 | 0 | 0 | 0 | 0 | 0 | 0 | 0 | 0 | 0 | #N/A | 0 | 0 | 0 | 0 | 0 | 0 | #VALUE! | 0 | 760.6464 | 0 | 0 | 0 | 0 | 0 | 0 | 0 | 0 | 0 | 0 | 0 | 0 | 0 | 0 | 0
2019 | 0.90132 | 1.1964 | 1.3253 | 1.1964 | 1.1342 | 1.1019 | 1.4489 | 1.1984 | [12 empty] | 221.21 | 49.3005 | 0 | 0 | 0 | 0 | 0 | 0 | 0 | 0 | 0 | 0 | 0 | 0 | 0 | 0 | 0 | 0 | 0 | 0 | 0 | 0 | 0 | 0 | 0 | 0 | #N/A | 0 | 0 | 0 | 0 | 0 | 0 | #VALUE! | 0 | 49.3005 | 0 | 0 | 0 | 0 | 0 | 0 | 0 | 0 | 0 | 0 | 0 | 0 | 0 | 0 | 0
2020 | 0.87515 | 1.1754 | 1.2868 | 1.1754 | 1.1196 | 1.0718 | 1.4279 | 1.182 | [12 empty] | 221.31 | 0 | 0 | 0 | 0 | 0 | 0 | 0 | 0 | 0 | 0 | 0 | 0 | 0 | 0 | 0 | 0 | 0 | 0 | 0 | 0 | 0 | 0 | 0 | 0 | 0 | #N/A | 0 | 0 | 0 | 0 | 0 | 0 | #VALUE! | 0 | 0 | 0 | 0 | 0 | 0 | 0 | 0 | 0 | 0 | 0 | 0 | 0 | 0 | 0 | 0 | 0
2021 | 0.83182 | 1.1052 | 1.2231 | 1.1052 | 1.0706 | 1.0404 | 1.1256 | 1.1302 | [12 empty] | 221.32 | 0 | 0 | 0 | 0 | 0 | 0 | 0 | 0 | 0 | 0 | 0 | 0 | 0 | 0 | 0 | 0 | 0 | 0 | 0 | 0 | 0 | 0 | 0 | 0 | 0 | #N/A | 0 | 0 | 0 | 0 | 0 | 0 | #VALUE! | 0 | 0 | 0 | 0 | 0 | 0 | 0 | 0 | 0 | 0 | 0 | 0 | 0 | 0 | 0 | 0 | 0
2022 | 0.68011 | 1 | 1 | 1 | 1 | 1 | 1 | 1 | [12 empty] | 221.33 | 112.3747 | 90.3133 | 64.1169 | 146.3774 | 103.9268 | 88.4523 | 62.7726 | 200.5871 | 142.4511 | 0 | 0 | 0 | 0 | 0 | 0 | 0 | 0 | 0 | 0 | 0 | 0 | 0 | 0 | 0 | 0 | #N/A | 0 | 0 | 0 | 0 | 0 | 0 | #VALUE! | 0 | 0 | 0 | 0 | 0 | 0 | 0 | 0 | 0 | 0 | 0 | 0 | 0 | 0 | 0 | 0 | 0
2023 | 0.6206 | 0.95088 | 0.91251 | 0.95088 | 0.96731 | 0.9632 | 1.0249 | 0.93301 | [12 empty] | 222 | 201.4389 | 104.5791 | 77.1085 | 122.0089 | 89.9247 | 126.6866 | 93.3981 | 147.7059 | 108.901 | 0 | 0 | 0 | 0 | 0 | 0 | 57.2112 | 27.611 | 31.2746 | 26.5731 | 34.3738 | 0 | 0 | 0 | 0 | 38.9782 | #N/A | 0 | 0 | 0 | 0 | 0 | 0 | #VALUE! | 0 | 465.278 | 163.3601 | 163.3601 | 72.988 | 64.8565 | 55.982 | 111.9639 | 433.9092 | 378.1724 | 342.1267 | 650.4643 | 567.2603 | 516.2814 | 362.8124 | 319.1261 | 288.8912
[21 empty] | 222.1 | 51.8425 | 0 | 0 | 0 | 0 | 0 | 0 | 0 | 0 | 0 | 0 | 0 | 0 | 0 | 0 | 0 | 0 | 0 | 0 | 0 | 0 | 0 | 0 | 0 | 0 | #N/A | 0 | 0 | 0 | 0 | 0 | 0 | #VALUE! | 0 | 51.8425 | 0 | 0 | 0 | 0 | 0 | 0 | 0 | 0 | 0 | 0 | 0 | 0 | 0 | 0 | 0
[21 empty] | 222.2 | 108.7891 | 104.5791 | 77.1085 | 122.0089 | 89.9247 | 126.6866 | 93.3981 | 147.7059 | 108.901 | 0 | 0 | 0 | 0 | 0 | 0 | 0 | 0 | 0 | 0 | 0 | 0 | 0 | 0 | 0 | 0 | #N/A | 0 | 0 | 0 | 0 | 0 | 0 | #VALUE! | 0 | 0 | 0 | 0 | 0 | 0 | 0 | 0 | 0 | 0 | 0 | 0 | 0 | 0 | 0 | 0 | 0
[21 empty] | 222.3 | 5.0839 | 0 | 0 | 0 | 0 | 0 | 0 | 0 | 0 | 0 | 0 | 0 | 0 | 0 | 0 | 0 | 0 | 0 | 0 | 0 | 0 | 0 | 0 | 0 | 0 | #N/A | 0 | 0 | 0 | 0 | 0 | 0 | #VALUE! | 0 | 5.0839 | 0 | 0 | 0 | 0 | 0 | 0 | 0 | 0 | 0 | 0 | 0 | 0 | 0 | 0 | 0
[21 empty] | 223 | 71.6582 | 70.0524 | 70.0269 | 160.4767 | 160.4628 | 91.6861 | 91.6385 | 210.003 | 210.003 | 0 | 0 | 0 | 0 | 0 | 0 | 68.0323 | 34.6344 | 35.955 | 32.1947 | 26.7902 | 0 | 0 | 0 | 3.4316 | 0 | #N/A | 0 | 0 | 0 | 0 | 0 | 0 | #VALUE! | 0 | 0 | 61.7535 | 61.7535 | 25.8924 | 23.1031 | 20.5399 | 41.0827 | 80.0543 | 68.9916 | 62.8426 | 72.5503 | 62.9453 | 58.0631 | 65.1025 | 56.2633 | 51.7624
[21 empty] | 223.1 | 0 | 0 | 0 | 0 | 0 | 0 | 0 | 0 | 0 | 0 | 0 | 0 | 0 | 0 | 0 | 0 | 0 | 0 | 0 | 0 | 0 | 0 | 0 | 0 | 0 | #N/A | 0 | 0 | 0 | 0 | 0 | 0 | #VALUE! | 0 | 0 | 0 | 0 | 0 | 0 | 0 | 0 | 0 | 0 | 0 | 0 | 0 | 0 | 0 | 0 | 0
[21 empty] | 223.3 | 0 | 0 | 0 | 0 | 0 | 0 | 0 | 0 | 0 | 0 | 0 | 0 | 0 | 0 | 0 | 0 | 0 | 0 | 0 | 0 | 0 | 0 | 0 | 0 | 0 | #N/A | 0 | 0 | 0 | 0 | 0 | 0 | #VALUE! | 0 | 0 | 0 | 0 | 0 | 0 | 0 | 0 | 0 | 0 | 0 | 0 | 0 | 0 | 0 | 0 | 0
[21 empty] | 223.4 | 15.4047 | 0 | 0 | 0 | 0 | 0 | 0 | 0 | 0 | 0 | 0 | 0 | 0 | 0 | 0 | 0 | 0 | 0 | 0 | 0 | 0 | 0 | 0 | 0 | 0 | #N/A | 0 | 0 | 0 | 0 | 0 | 0 | #VALUE! | 0 | 0 | 0 | 0 | 17.4197 | 15.0884 | 13.3968 | 26.7951 | 16.3323 | 15.0432 | 13.9242 | 16.3923 | 15.2742 | 14.3305 | 13.0158 | 12.0482 | 11.2003
[21 empty] | 223.5 | 0 | 0 | 0 | 0 | 0 | 0 | 0 | 0 | 0 | 0 | 0 | 0 | 0 | 0 | 0 | 0 | 0 | 0 | 0 | 0 | 0 | 0 | 0 | 0 | 0 | #N/A | 0 | 0 | 0 | 0 | 0 | 0 | #VALUE! | 0 | 0 | 0 | 0 | 0 | 0 | 0 | 0 | 0 | 0 | 0 | 0 | 0 | 0 | 0 | 0 | 0
[21 empty] | 223.2 | 73.9658 | 70.0524 | 70.0269 | 160.4767 | 160.4628 | 91.6861 | 91.6385 | 210.003 | 210.003 | 0 | 0 | 0 | 0 | 0 | 0 | 0 | 0 | 0 | 0 | 0 | 0 | 0 | 0 | 0 | 0 | #N/A | 0 | 0 | 0 | 0 | 0 | 0 | #VALUE! | 0 | 0 | 0 | 0 | 8.4727 | 8.0147 | 7.1431 | 14.2876 | 63.722 | 53.9484 | 48.9184 | 56.158 | 47.6711 | 43.7326 | 52.0867 | 44.2151 | 40.5621
[21 empty] | 224 | 73.487 | 0 | 0 | 0 | 0 | 0 | 0 | 0 | 0 | 0 | 0 | 0 | 0 | 0 | 0 | 86.0986 | 58.4176 | 67.8799 | 55.4685 | 55.5102 | 0 | 0 | 0 | 27.9546 | 36.4642 | #N/A | 0 | 0 | 0 | 0 | 0 | 0 | #VALUE! | 0 | 199.3427 | 73.8668 | 73.8668 | 0 | 0 | 0 | 0 | 0 | 0 | 0 | 0 | 0 | 0 | 0 | 0 | 0
[21 empty] | 225 | 136.6954 | 314.5144 | 223.3141 | 511.5716 | 363.2097 | 404.2177 | 286.9708 | 657.4006 | 466.7526 | 0 | 0 | 0 | 0 | 0 | 0 | 11.8506 | 8.8346 | 10.6039 | 8.656 | 5.4581 | 0 | 0 | 0 | 18.82 | 24.3173 | #N/A | 0 | 0 | 0 | 0 | 0 | 0 | #VALUE! | 0 | 0 | 51.61 | 51.61 | 53.9255 | 50.04 | 44.8382 | 58.2084 | 65.0391 | 58.8419 | 54.3453 | 55.874 | 50.5443 | 47.103 | 51.8234 | 46.88 | 43.6882
[21 empty] | 225.1 | 403.4939 | 314.5144 | 223.3141 | 511.5716 | 363.2097 | 404.2177 | 286.9708 | 657.4006 | 466.7526 | 0 | 0 | 0 | 0 | 0 | 0 | 0 | 0 | 0 | 0 | 0 | 0 | 0 | 0 | 0 | 0 | #N/A | 0 | 0 | 0 | 0 | 0 | 0 | #VALUE! | 0 | 0 | 0 | 0 | 0 | 0 | 0 | 0 | 0 | 0 | 0 | 0 | 0 | 0 | 0 | 0 | 0
[21 empty] | 226 | 110.1631 | 0 | 0 | 0 | 0 | 0 | 0 | 0 | 0 | 0 | 0 | 0 | 0 | 0 | 0 | 187.9077 | 105.3278 | 104.1484 | 93.5716 | 50.5632 | 0 | 0 | 0 | 66.052 | 66.1004 | #N/A | 0 | 0 | 0 | 0 | 0 | 0 | #VALUE! | 0 | 130.7769 | 148.5915 | 148.5915 | 0 | 0 | 0 | 0 | 0 | 0 | 0 | 0 | 0 | 0 | 0 | 0 | 0
[21 empty] | 227 | 64.372 | 0 | 0 | 0 | 0 | 0 | 0 | 0 | 0 | 0 | 0 | 0 | 0 | 0 | 0 | 65.8515 | 60.1271 | 81.117 | 59.4974 | 81.1153 | 0 | 0 | 0 | 90.4826 | 131.3597 | #N/A | 0 | 0 | 0 | 0 | 0 | 0 | #VALUE! | 0 | 206.9017 | 55.5207 | 55.5207 | 33.8362 | 33.1536 | 32.5021 | 65.0043 | 57.9 | 52.651 | 48.3944 | 48.5492 | 43.843 | 40.454 | 50.9685 | 44.5866 | 41.2197
[21 empty] | 228 | 34.7005 | 0 | 0 | 0 | 0 | 0 | 0 | 0 | 0 | 0 | 0 | 0 | 0 | 0 | 0 | 25.4508 | 20.7877 | 27.0823 | 20.1359 | 28.6766 | 0 | 0 | 0 | 53.7939 | 14.8397 | #N/A | 0 | 0 | 0 | 0 | 0 | 0 | #VALUE! | 0 | 0 | 68.8992 | 68.8992 | 20.6595 | 16.5879 | 16.0693 | 25.1936 | 51.7934 | 41.4586 | 38.0427 | 45.7059 | 36.8201 | 34.2271 | 42.3923 | 34.1507 | 31.7457
[21 empty] | 23 | 917.1709 | 1129.554 | 1034.2172 | 2109.289 | 1998.2015 | 1123.2496 | 1012.5653 | 2656.1383 | 2525.7186 | 999.4503 | 571.9398 | 2264.6504 | 1282.5316 | 2640.9917 | 1444.2923 | 918.837 | 773.6673 | 795.1368 | 730.5269 | 779.4483 | 158.8242 | 619.3306 | 649.2038 | 479.4208 | 481.8053 | #N/A | 861.6398 | 764.6203 | 711.1239 | 673.5054 | 638.0408 | 627.0582 | #VALUE! | 415.7406 | 470.964 | 523.1505 | 523.1505 | 222.4874 | 220.4826 | 218.661 | 436.8257 | 744.9503 | 709.3063 | 704.6918 | 1057.038 | 987.7036 | 926.2998 | 541.1342 | 496.7213 | 452.7455
[21 empty] | 231 | 0 | 0 | 0 | 0 | 0 | 0 | 0 | 0 | 0 | 0 | 0 | 0 | 0 | 0 | 0 | 0 | 0 | 0 | 0 | 0 | 0 | 0 | 0 | 0 | 0 | #N/A | 0 | 0 | 0 | 0 | 0 | 0 | #VALUE! | 0 | 0 | 0 | 0 | 0 | 0 | 0 | 0 | 0 | 0 | 0 | 0 | 0 | 0 | 0 | 0 | 0
[21 empty] | 231.1 | 0 | 0 | 0 | 0 | 0 | 0 | 0 | 0 | 0 | 0 | 0 | 0 | 0 | 0 | 0 | 0 | 0 | 0 | 0 | 0 | 0 | 0 | 0 | 0 | 0 | #N/A | 0 | 0 | 0 | 0 | 0 | 0 | #VALUE! | 0 | 0 | 0 | 0 | 0 | 0 | 0 | 0 | 0 | 0 | 0 | 0 | 0 | 0 | 0 | 0 | 0
[21 empty] | 231.2 | 0 | 0 | 0 | 0 | 0 | 0 | 0 | 0 | 0 | 0 | 0 | 0 | 0 | 0 | 0 | 0 | 0 | 0 | 0 | 0 | 0 | 0 | 0 | 0 | 0 | #N/A | 0 | 0 | 0 | 0 | 0 | 0 | #VALUE! | 0 | 0 | 0 | 0 | 0 | 0 | 0 | 0 | 0 | 0 | 0 | 0 | 0 | 0 | 0 | 0 | 0
[21 empty] | 232 | 529.8519 | 572.7425 | 572.7703 | 1481.537 | 1481.537 | 729.5892 | 729.6129 | 1887.2686 | 1887.2449 | 0 | 0 | 0 | 0 | 0 | 0 | 496.6358 | 436.0101 | 456.2957 | 418.5514 | 456.2973 | 0 | 0 | 0 | 286.9243 | 267.9246 | #N/A | 0 | 0 | 0 | 0 | 0 | 0 | #VALUE! | 360.4554 | 223.9596 | 270.2711 | 270.2711 | 124.2985 | 123.5879 | 122.9423 | 245.886 | 328.1384 | 300.2677 | 299.2299 | 330.9353 | 309.1897 | 287.7953 | 440.9191 | 399.274 | 356.8971
[21 empty] | 232.1 | 51.7839 | 0 | 0 | 0 | 0 | 0 | 0 | 0 | 0 | 0 | 0 | 0 | 0 | 0 | 0 | 112.3766 | 62.2692 | 58.3612 | 52.1366 | 58.3589 | 0 | 0 | 0 | 50.1204 | 50.2223 | #N/A | 0 | 0 | 0 | 0 | 0 | 0 | #VALUE! | 0 | 0 | 0 | 0 | 25.6294 | 25.2763 | 24.9572 | 49.9144 | 0 | 0 | 0 | 0 | 0 | 0 | 0 | 0 | 0
[21 empty] | 232.2 | 0 | 0 | 0 | 0 | 0 | 0 | 0 | 0 | 0 | 0 | 0 | 0 | 0 | 0 | 0 | 0 | 0 | 0 | 0 | 0 | 0 | 0 | 0 | 0 | 0 | #N/A | 0 | 0 | 0 | 0 | 0 | 0 | #VALUE! | 0 | 0 | 0 | 0 | 0 | 0 | 0 | 0 | 0 | 0 | 0 | 0 | 0 | 0 | 0 | 0 | 0
[21 empty] | 232.3 | 0.048753 | 0 | 0 | 0 | 0 | 0 | 0 | 0 | 0 | 0 | 0 | 0 | 0 | 0 | 0 | 0 | 0 | 0 | 0 | 0 | 0 | 0 | 0 | 0 | 0 | #N/A | 0 | 0 | 0 | 0 | 0 | 0 | #VALUE! | 0 | 0 | 0 | 0 | 0.039889 | 0.039889 | 0.038412 | 0.076823 | 0 | 0 | 0 | 0 | 0 | 0 | 0 | 0 | 0
[21 empty] | 232.4 | 0 | 0 | 0 | 0 | 0 | 0 | 0 | 0 | 0 | 0 | 0 | 0 | 0 | 0 | 0 | 0 | 0 | 0 | 0 | 0 | 0 | 0 | 0 | 0 | 0 | #N/A | 0 | 0 | 0 | 0 | 0 | 0 | #VALUE! | 0 | 0 | 0 | 0 | 0 | 0 | 0 | 0 | 0 | 0 | 0 | 0 | 0 | 0 | 0 | 0 | 0
[21 empty] | 232.5 | 0 | 0 | 0 | 0 | 0 | 0 | 0 | 0 | 0 | 0 | 0 | 0 | 0 | 0 | 0 | 0 | 0 | 0 | 0 | 0 | 0 | 0 | 0 | 0 | 0 | #N/A | 0 | 0 | 0 | 0 | 0 | 0 | #VALUE! | 0 | 0 | 0 | 0 | 0 | 0 | 0 | 0 | 0 | 0 | 0 | 0 | 0 | 0 | 0 | 0 | 0
[21 empty] | 232.6 | 0 | 0 | 0 | 0 | 0 | 0 | 0 | 0 | 0 | 0 | 0 | 0 | 0 | 0 | 0 | 0 | 0 | 0 | 0 | 0 | 0 | 0 | 0 | 0 | 0 | #N/A | 0 | 0 | 0 | 0 | 0 | 0 | #VALUE! | 0 | 0 | 0 | 0 | 0 | 0 | 0 | 0 | 0 | 0 | 0 | 0 | 0 | 0 | 0 | 0 | 0
[21 empty] | 232.7 | 0 | 0 | 0 | 0 | 0 | 0 | 0 | 0 | 0 | 0 | 0 | 0 | 0 | 0 | 0 | 0 | 0 | 0 | 0 | 0 | 0 | 0 | 0 | 0 | 0 | #N/A | 0 | 0 | 0 | 0 | 0 | 0 | #VALUE! | 0 | 0 | 0 | 0 | 0 | 0 | 0 | 0 | 0 | 0 | 0 | 0 | 0 | 0 | 0 | 0 | 0
[21 empty] | 232.7 | 0 | 0 | 0 | 0 | 0 | 0 | 0 | 0 | 0 | 0 | 0 | 0 | 0 | 0 | 0 | 0 | 0 | 0 | 0 | 0 | 0 | 0 | 0 | 0 | 0 | #N/A | 0 | 0 | 0 | 0 | 0 | 0 | #VALUE! | 0 | 0 | 0 | 0 | 0 | 0 | 0 | 0 | 0 | 0 | 0 | 0 | 0 | 0 | 0 | 0 | 0
[21 empty] | 232.7 | 0 | 0 | 0 | 0 | 0 | 0 | 0 | 0 | 0 | 0 | 0 | 0 | 0 | 0 | 0 | 0 | 0 | 0 | 0 | 0 | 0 | 0 | 0 | 0 | 0 | #N/A | 0 | 0 | 0 | 0 | 0 | 0 | #VALUE! | 0 | 0 | 0 | 0 | 0 | 0 | 0 | 0 | 0 | 0 | 0 | 0 | 0 | 0 | 0 | 0 | 0
[21 empty] | 233 | 165.8959 | 221.9252 | 220.8289 | 233.2491 | 233.2352 | 0 | 0 | 305.2081 | 305.2319 | 161.7607 | 92.4347 | 277.3041 | 127.0977 | 330.124 | 144.4292 | 282.2903 | 230.2947 | 224.84 | 217.658 | 209.1569 | 0 | 152.2944 | 180.6056 | 297.2566 | 355.6073 | #N/A | 100.0571 | 86.9927 | 80.0922 | 75.0524 | 70.401 | 68.98 | #VALUE! | 55.2852 | 247.0044 | 179.4627 | 179.4627 | 54.8547 | 53.9565 | 53.1365 | 106.2731 | 174.8701 | 170.9094 | 169.1366 | 108.8821 | 106.1797 | 105.1138 | 85.0625 | 83.1154 | 82.308
[21 empty] | 233.1 | 100.2256 | 0 | 0 | 0 | 0 | 0 | 0 | 0 | 0 | 0 | 0 | 0 | 0 | 0 | 0 | 157.9171 | 136.6294 | 128.0392 | 133.4503 | 128.0416 | 0 | 0 | 0 | 118.6394 | 154.3075 | #N/A | 0 | 0 | 0 | 0 | 0 | 0 | #VALUE! | 0 | 149.7746 | 109.5695 | 109.5695 | 35.4125 | 34.7921 | 34.2233 | 68.448 | 118.4865 | 115.6845 | 114.4283 | 71.4988 | 69.4707 | 68.669 | 84.2738 | 82.3319 | 81.5324
[21 empty] | 233.2 | 0 | 0 | 0 | 0 | 0 | 0 | 0 | 0 | 0 | 0 | 0 | 0 | 0 | 0 | 0 | 0 | 0 | 0 | 0 | 0 | 0 | 0 | 0 | 0 | 0 | #N/A | 0 | 0 | 0 | 0 | 0 | 0 | #VALUE! | 0 | 0 | 0 | 0 | 0 | 0 | 0 | 0 | 0 | 0 | 0 | 0 | 0 | 0 | 0 | 0 | 0
[21 empty] | 234 | 131.078 | 0 | 0 | 0 | 0 | 0 | 0 | 0 | 0 | 0 | 0 | 0 | 0 | 0 | 0 | 91.2514 | 65.7995 | 62.9273 | 55.2333 | 62.9254 | 0 | 0 | 0 | 42.7686 | 41.2132 | #N/A | 0 | 0 | 0 | 0 | 0 | 0 | #VALUE! | 0 | 0 | 56.887 | 56.887 | 20.1986 | 19.9164 | 19.6608 | 38.8253 | 131.8612 | 129.1269 | 127.8942 | 531.2898 | 487.2149 | 448.6003 | 0 | 0 | 0
[21 empty] | 235 | 0 | 0 | 0 | 0 | 0 | 0 | 0 | 0 | 0 | 0 | 0 | 0 | 0 | 0 | 0 | 0 | 0 | 0 | 0 | 0 | 0 | 0 | 0 | 0 | 0 | #N/A | 0 | 0 | 0 | 0 | 0 | 0 | #VALUE! | 0 | 0 | 0 | 0 | 0 | 0 | 0 | 0 | 0 | 0 | 0 | 0 | 0 | 0 | 0 | 0 | 0
[21 empty] | 236 | 18.8299 | 0 | 0 | 0 | 0 | 0 | 0 | 0 | 0 | 0 | 0 | 0 | 0 | 0 | 0 | 22.2603 | 19.1194 | 22.5096 | 17.3392 | 22.5064 | 0 | 0 | 0 | 9.6196 | 9.8592 | #N/A | 0 | 0 | 0 | 0 | 0 | 0 | #VALUE! | 0 | 0 | 16.5297 | 16.5297 | 23.1356 | 23.0218 | 22.9214 | 45.8413 | 10.1382 | 10.0035 | 9.9434 | 0 | 0 | 0 | 0 | 0 | 0
[21 empty] | 237 | 144.7627 | 334.8862 | 240.6179 | 394.5029 | 283.4293 | 393.6605 | 282.9524 | 463.6615 | 333.2418 | 0 | 0 | 0 | 0 | 0 | 0 | 26.3992 | 22.4435 | 28.5642 | 21.745 | 28.5624 | 0 | 0 | 0 | 11.6117 | 11.7309 | #N/A | 0 | 0 | 0 | 0 | 0 | 0 | #VALUE! | 0 | 0 | 0 | 0 | 0 | 0 | 0 | 0 | 99.9425 | 98.9987 | 98.4877 | 85.9307 | 85.1192 | 84.7905 | 15.1526 | 14.3319 | 13.5404
[21 empty] | 24 | 261.8 | 0 | 0 | 0 | 0 | 0 | 0 | 0 | 0 | 311.9671 | 179.0922 | 1062.9992 | 358.1845 | 1403.0268 | 453.9204 | 332.603 | 226.8448 | 258.3024 | 173.6196 | 166.1338 | 208.045 | 182.7533 | 278.2302 | 154.2702 | 134.666 | #N/A | 325.148 | 286.5445 | 249.5044 | 217.2591 | 189.1879 | 180.9482 | #VALUE! | 64.2941 | 460.1272 | 172.8064 | 172.8064 | 78.4188 | 76.6075 | 74.9868 | 149.9707 | 207.6511 | 200.2815 | 196.9361 | 182.3448 | 175.7276 | 173.101 | 168.2547 | 162.4696 | 160.1642
[21 empty] | 241 | 27.9814 | 0 | 0 | 0 | 0 | 0 | 0 | 0 | 0 | 0 | 0 | 0 | 0 | 0 | 0 | 33.3237 | 33.3234 | 49.4227 | 31.3129 | 28.8451 | 0 | 0 | 0 | 19.9094 | 17.3794 | #N/A | 0 | 0 | 0 | 0 | 0 | 0 | #VALUE! | 0 | 73.2819 | 30.317 | 30.317 | 15.9187 | 15.8537 | 15.7946 | 31.5906 | 27.9197 | 27.6386 | 27.5122 | 23.9881 | 23.7465 | 23.651 | 21.0251 | 20.7967 | 20.7053
[21 empty] | 242 | 43.7828 | 0 | 0 | 0 | 0 | 0 | 0 | 0 | 0 | 0 | 0 | 0 | 0 | 0 | 0 | 56.6773 | 56.2445 | 90.5842 | 53.1103 | 25.7355 | 0 | 0 | 0 | 16.3236 | 14.2493 | #N/A | 0 | 0 | 0 | 0 | 0 | 0 | #VALUE! | 0 | 123.6862 | 39.9846 | 39.9846 | 15.4814 | 15.4045 | 15.3351 | 30.6717 | 53.0856 | 52.6714 | 52.4609 | 45.5993 | 45.2432 | 45.0845 | 40.0597 | 39.7358 | 39.5909
[21 empty] | 243 | 8.2728 | 0 | 0 | 0 | 0 | 0 | 0 | 0 | 0 | 0 | 0 | 0 | 0 | 0 | 0 | 5.8349 | 5.7153 | 8.1796 | 5.1848 | 8.1762 | 0 | 0 | 0 | 5.1136 | 4.4637 | #N/A | 0 | 0 | 0 | 0 | 0 | 0 | #VALUE! | 0 | 0 | 4.8407 | 4.8407 | 1.8763 | 1.8674 | 1.8585 | 3.7156 | 15.5744 | 15.5414 | 15.5265 | 13.3831 | 13.3579 | 13.3437 | 11.2103 | 11.2047 | 11.1922
[21 empty] | 244 | 6.8215 | 0 | 0 | 0 | 0 | 0 | 0 | 0 | 0 | 0 | 0 | 0 | 0 | 0 | 0 | 13.8783 | 11.8869 | 18.955 | 12.0173 | 18.951 | 0 | 0 | 0 | 10.9765 | 9.5816 | #N/A | 0 | 0 | 0 | 0 | 0 | 0 | #VALUE! | 0 | 0 | 10.2768 | 10.2768 | 2.451 | 2.3697 | 2.2988 | 4.5961 | 1.8614 | 1.8369 | 1.797 | 3.5072 | 3.3547 | 3.2858 | 2.0343 | 1.9588 | 1.9207
[21 empty] | 245 | 51.8018 | 0 | 0 | 0 | 0 | 0 | 0 | 0 | 0 | 0 | 0 | 0 | 0 | 0 | 0 | 130.1964 | 62.2092 | 47.4572 | 34.6424 | 45.0834 | 0 | 0 | 0 | 56.3798 | 49.2152 | #N/A | 0 | 0 | 0 | 0 | 0 | 0 | #VALUE! | 0 | 136.7973 | 51.7733 | 51.7733 | 24.61 | 23.5197 | 22.5314 | 45.0612 | 54.7251 | 50.9307 | 49.2391 | 48.7104 | 45.3246 | 43.9979 | 41.4247 | 38.4943 | 37.346
[21 empty] | 246 | 47.1739 | 0 | 0 | 0 | 0 | 0 | 0 | 0 | 0 | 0 | 0 | 0 | 0 | 0 | 0 | 92.6923 | 57.4655 | 43.7037 | 37.3518 | 39.3426 | 0 | 0 | 0 | 45.5673 | 39.7767 | #N/A | 0 | 0 | 0 | 0 | 0 | 0 | #VALUE! | 0 | 126.3619 | 35.614 | 35.614 | 18.0815 | 17.5925 | 17.1685 | 34.3355 | 54.485 | 51.6625 | 50.4005 | 47.1566 | 44.7006 | 43.7382 | 52.5005 | 50.2794 | 49.4091
[21 empty] | 25 | 674.7353 | 401.9411 | 401.9689 | 626.8084 | 626.8223 | 445.6857 | 445.6619 | 694.9691 | 694.9453 | 0 | 0 | 0 | 0 | 0 | 0 | 0 | 0 | 0 | 0 | 0 | 0 | 0 | 0 | 0 | 0 | #N/A | 831.2069 | 855.2569 | 855.2569 | 855.2569 | 855.2569 | 855.2569 | #VALUE! | 0 | 0 | 0 | 0 | 0 | 0 | 0 | 0 | 0 | 0 | 0 | 0 | 0 | 0 | 0 | 0 | 0
[21 empty] | 251 | 0 | 0 | 0 | 0 | 0 | 0 | 0 | 0 | 0 | 0 | 0 | 0 | 0 | 0 | 0 | 0 | 0 | 0 | 0 | 0 | 0 | 0 | 0 | 0 | 0 | #N/A | 0 | 0 | 0 | 0 | 0 | 0 | #VALUE! | 0 | 0 | 0 | 0 | 0 | 0 | 0 | 0 | 0 | 0 | 0 | 0 | 0 | 0 | 0 | 0 | 0
[21 empty] | 252 | 0 | 0 | 0 | 0 | 0 | 0 | 0 | 0 | 0 | 0 | 0 | 0 | 0 | 0 | 0 | 0 | 0 | 0 | 0 | 0 | 0 | 0 | 0 | 0 | 0 | #N/A | 0 | 0 | 0 | 0 | 0 | 0 | #VALUE! | 0 | 0 | 0 | 0 | 0 | 0 | 0 | 0 | 0 | 0 | 0 | 0 | 0 | 0 | 0 | 0 | 0
[21 empty] | 253 | 0 | 0 | 0 | 0 | 0 | 0 | 0 | 0 | 0 | 0 | 0 | 0 | 0 | 0 | 0 | 0 | 0 | 0 | 0 | 0 | 0 | 0 | 0 | 0 | 0 | #N/A | 0 | 0 | 0 | 0 | 0 | 0 | #VALUE! | 0 | 0 | 0 | 0 | 0 | 0 | 0 | 0 | 0 | 0 | 0 | 0 | 0 | 0 | 0 | 0 | 0
[21 empty] | 254 | 0 | 0 | 0 | 0 | 0 | 0 | 0 | 0 | 0 | 0 | 0 | 0 | 0 | 0 | 0 | 0 | 0 | 0 | 0 | 0 | 0 | 0 | 0 | 0 | 0 | #N/A | 0 | 0 | 0 | 0 | 0 | 0 | #VALUE! | 0 | 0 | 0 | 0 | 0 | 0 | 0 | 0 | 0 | 0 | 0 | 0 | 0 | 0 | 0 | 0 | 0
[21 empty] | 255 | 0 | 0 | 0 | 0 | 0 | 0 | 0 | 0 | 0 | 0 | 0 | 0 | 0 | 0 | 0 | 0 | 0 | 0 | 0 | 0 | 0 | 0 | 0 | 0 | 0 | #N/A | 0 | 0 | 0 | 0 | 0 | 0 | #VALUE! | 0 | 0 | 0 | 0 | 0 | 0 | 0 | 0 | 0 | 0 | 0 | 0 | 0 | 0 | 0 | 0 | 0
[21 empty] | 26 | 194.7303 | 0 | 0 | 0 | 0 | 0 | 0 | 0 | 0 | 115.5434 | 63.5489 | 1432.738 | 612.3799 | 247.593 | 144.4292 | 197.0913 | 130.2721 | 162.9733 | 124.46 | 165.7098 | 69.1909 | 152.2944 | 170.8431 | 160.6565 | 242.4042 | #N/A | 275.5326 | 205.7692 | 156.1449 | 120.4388 | 93.7425 | 86.6535 | #VALUE! | 115.6679 | 273.5946 | 113.6315 | 113.6315 | 19.4023 | 19.1127 | 18.8187 | 37.6389 | 0 | 0 | 0 | 0 | 0 | 0 | 0 | 0 | 0
[21 empty] | 261 | 0 | 0 | 0 | 0 | 0 | 0 | 0 | 0 | 0 | 0 | 0 | 0 | 0 | 0 | 0 | 0 | 0 | 0 | 0 | 0 | 0 | 0 | 0 | 0 | 0 | #N/A | 0 | 0 | 0 | 0 | 0 | 0 | #VALUE! | 0 | 0 | 0 | 0 | 0 | 0 | 0 | 0 | 0 | 0 | 0 | 0 | 0 | 0 | 0 | 0 | 0
[21 empty] | 262 | 0 | 0 | 0 | 0 | 0 | 0 | 0 | 0 | 0 | 0 | 0 | 0 | 0 | 0 | 0 | 0 | 0 | 0 | 0 | 0 | 0 | 0 | 0 | 0 | 0 | #N/A | 0 | 0 | 0 | 0 | 0 | 0 | #VALUE! | 0 | 0 | 0 | 0 | 0 | 0 | 0 | 0 | 0 | 0 | 0 | 0 | 0 | 0 | 0 | 0 | 0
[21 empty] | 263 | 0 | 0 | 0 | 0 | 0 | 0 | 0 | 0 | 0 | 0 | 0 | 0 | 0 | 0 | 0 | 0 | 0 | 0 | 0 | 0 | 0 | 0 | 0 | 0 | 0 | #N/A | 0 | 0 | 0 | 0 | 0 | 0 | #VALUE! | 0 | 0 | 0 | 0 | 0 | 0 | 0 | 0 | 0 | 0 | 0 | 0 | 0 | 0 | 0 | 0 | 0
[21 empty] | 264 | 0 | 0 | 0 | 0 | 0 | 0 | 0 | 0 | 0 | 0 | 0 | 0 | 0 | 0 | 0 | 0 | 0 | 0 | 0 | 0 | 0 | 0 | 0 | 0 | 0 | #N/A | 0 | 0 | 0 | 0 | 0 | 0 | #VALUE! | 0 | 0 | 0 | 0 | 0 | 0 | 0 | 0 | 0 | 0 | 0 | 0 | 0 | 0 | 0 | 0 | 0
[21 empty] | 265 | 0 | 0 | 0 | 0 | 0 | 0 | 0 | 0 | 0 | 0 | 0 | 0 | 0 | 0 | 0 | 0 | 0 | 0 | 0 | 0 | 0 | 0 | 0 | 0 | 0 | #N/A | 0 | 0 | 0 | 0 | 0 | 0 | #VALUE! | 0 | 0 | 0 | 0 | 0 | 0 | 0 | 0 | 0 | 0 | 0 | 0 | 0 | 0 | 0 | 0 | 0
[21 empty] | 27 | 299.0219 | 0 | 0 | 0 | 0 | 0 | 0 | 0 | 0 | 0 | 0 | 0 | 0 | 0 | 0 | 0 | 0 | 0 | 0 | 0 | 0 | 0 | 0 | 0 | 0 | #N/A | 0 | 0 | 0 | 0 | 0 | 0 | #VALUE! | 0 | 0 | 299.0219 | 299.0219 | 0 | 0 | 0 | 0 | 0 | 0 | 0 | 0 | 0 | 0 | 0 | 0 | 0
[21 empty] | 28 | 0.17673 | 0 | 0 | 0 | 0 | 0 | 0 | 0 | 0 | 0 | 0 | 0 | 0 | 0 | 0 | 0 | 0 | 0 | 0 | 0 | 0 | 0 | 0 | 0 | 0 | #N/A | 0.45066 | 0.2391 | 0.11955 | 0.11955 | 0.059774 | 0.071729 | #VALUE! | 0 | 0 | 0 | 0 | 0 | 0 | 0 | 0 | 0 | 0 | 0 | 0 | 0 | 0 | 0 | 0 | 0
[21 empty] | 29 | 720.2618 | 742.9889 | 593.5029 | 1201.3272 | 992.7103 | 903.6406 | 719.6502 | 1520.9048 | 1258.7101 | 0 | 0 | 0 | 0 | 0 | 0 | 0 | 0 | 0 | 0 | 0 | 0 | 0 | 0 | 0 | 0 | #N/A | 501.8711 | 408.8432 | 350.1632 | 316.0096 | 290.1236 | 283.2202 | #VALUE! | 0 | 0 | 0 | 0 | 0 | 0 | 0 | 0 | 0 | 0 | 0 | 0 | 0 | 0 | 0 | 0 | 0
[20 empty] | 0.33631 | 30 | 1286.9054 | 1564.0685 | 1197.0114 | 2469.9459 | 1986.1061 | 1949.7226 | 1463.375 | 3169.7603 | 2528.9258 | 0 | 0 | 0 | 0 | 0 | 0 | 2966.4256 | 1174.407 | 902.5091 | 726.6234 | 925.8285 | 889.0389 | 1896.5156 | 2415.6975 | 0 | 0 | #N/A | 1934.925 | 1533.6468 | 1290.1501 | 1157.2863 | 1078.5072 | 1064.5065 | #VALUE! | 1126.4176 | 1461.7692 | 1156.9774 | 1156.9774 | 282.1176 | 220.445 | 198.9372 | 349.9392 | 1280.2589 | 819.7621 | 757.3852 | 1154.9506 | 752.9306 | 701.6169 | 1120.9923 | 712.3377 | 650.514
[20 empty] | 0.17806 | 31 | 681.3653 | 1468.6578 | 1173.1587 | 2374.5352 | 1962.2534 | 1786.2444 | 1422.5054 | 3006.2821 | 2488.0562 | 0 | 0 | 0 | 0 | 0 | 0 | 730.2839 | 403.1365 | 394.0856 | 330.4401 | 320.9519 | 409.977 | 178.4956 | 364.7145 | 0 | 0 | #N/A | 766.2207 | 624.1924 | 534.604 | 482.4608 | 442.9399 | 432.4003 | #VALUE! | 381.6806 | 0 | 501.8663 | 501.8663 | 63.8422 | 59.1457 | 56.7607 | 111.8316 | 301.867 | 248.0622 | 242.4657 | 273.1225 | 226.7037 | 222.1434 | 231.7875 | 188.5564 | 183.5827
[21 empty] | 311 | 0 | 0 | 0 | 0 | 0 | 0 | 0 | 0 | 0 | 0 | 0 | 0 | 0 | 0 | 0 | 0 | 0 | 0 | 0 | 0 | 0 | 0 | 0 | 0 | 0 | #N/A | 0 | 0 | 0 | 0 | 0 | 0 | #VALUE! | 0 | 0 | 0 | 0 | 0 | 0 | 0 | 0 | 0 | 0 | 0 | 0 | 0 | 0 | 0 | 0 | 0
[21 empty] | 312 | 0 | 0 | 0 | 0 | 0 | 0 | 0 | 0 | 0 | 0 | 0 | 0 | 0 | 0 | 0 | 0 | 0 | 0 | 0 | 0 | 0 | 0 | 0 | 0 | 0 | #N/A | 0 | 0 | 0 | 0 | 0 | 0 | #VALUE! | 0 | 0 | 0 | 0 | 0 | 0 | 0 | 0 | 0 | 0 | 0 | 0 | 0 | 0 | 0 | 0 | 0
[21 empty] | 313 | 0 | 0 | 0 | 0 | 0 | 0 | 0 | 0 | 0 | 0 | 0 | 0 | 0 | 0 | 0 | 0 | 0 | 0 | 0 | 0 | 0 | 0 | 0 | 0 | 0 | #N/A | 0 | 0 | 0 | 0 | 0 | 0 | #VALUE! | 0 | 0 | 0 | 0 | 0 | 0 | 0 | 0 | 0 | 0 | 0 | 0 | 0 | 0 | 0 | 0 | 0
[21 empty] | 314 | 0 | 0 | 0 | 0 | 0 | 0 | 0 | 0 | 0 | 0 | 0 | 0 | 0 | 0 | 0 | 0 | 0 | 0 | 0 | 0 | 0 | 0 | 0 | 0 | 0 | #N/A | 0 | 0 | 0 | 0 | 0 | 0 | #VALUE! | 0 | 0 | 0 | 0 | 0 | 0 | 0 | 0 | 0 | 0 | 0 | 0 | 0 | 0 | 0 | 0 | 0
[21 empty] | 315 | 0 | 0 | 0 | 0 | 0 | 0 | 0 | 0 | 0 | 0 | 0 | 0 | 0 | 0 | 0 | 0 | 0 | 0 | 0 | 0 | 0 | 0 | 0 | 0 | 0 | #N/A | 0 | 0 | 0 | 0 | 0 | 0 | #VALUE! | 0 | 0 | 0 | 0 | 0 | 0 | 0 | 0 | 0 | 0 | 0 | 0 | 0 | 0 | 0 | 0 | 0
[21 empty] | 316 | 0 | 0 | 0 | 0 | 0 | 0 | 0 | 0 | 0 | 0 | 0 | 0 | 0 | 0 | 0 | 0 | 0 | 0 | 0 | 0 | 0 | 0 | 0 | 0 | 0 | #N/A | 0 | 0 | 0 | 0 | 0 | 0 | #VALUE! | 0 | 0 | 0 | 0 | 0 | 0 | 0 | 0 | 0 | 0 | 0 | 0 | 0 | 0 | 0 | 0 | 0
[21 empty] | 317 | 0 | 0 | 0 | 0 | 0 | 0 | 0 | 0 | 0 | 0 | 0 | 0 | 0 | 0 | 0 | 0 | 0 | 0 | 0 | 0 | 0 | 0 | 0 | 0 | 0 | #N/A | 0 | 0 | 0 | 0 | 0 | 0 | #VALUE! | 0 | 0 | 0 | 0 | 0 | 0 | 0 | 0 | 0 | 0 | 0 | 0 | 0 | 0 | 0 | 0 | 0
[21 empty] | 318 | 178.5961 | 0 | 0 | 0 | 0 | 0 | 0 | 0 | 0 | 0 | 0 | 0 | 0 | 0 | 0 | 476.2007 | 248.372 | 226.0129 | 193.6104 | 174.4282 | 409.977 | 178.4956 | 364.7145 | 0 | 0 | #N/A | 0 | 0 | 0 | 0 | 0 | 0 | #VALUE! | 0 | 0 | 0 | 0 | 32.7686 | 30.2043 | 29.073 | 57.2818 | 186.7667 | 151.1495 | 147.4448 | 169.5698 | 138.8419 | 135.823 | 153.4368 | 124.819 | 121.5266
[21 empty] | 319 | 0 | 0 | 0 | 0 | 0 | 0 | 0 | 0 | 0 | 0 | 0 | 0 | 0 | 0 | 0 | 0 | 0 | 0 | 0 | 0 | 0 | 0 | 0 | 0 | 0 | #N/A | 0 | 0 | 0 | 0 | 0 | 0 | #VALUE! | 0 | 0 | 0 | 0 | 0 | 0 | 0 | 0 | 0 | 0 | 0 | 0 | 0 | 0 | 0 | 0 | 0
[20 empty] | 0.067402 | 32 | 257.9179 | 0 | 0 | 0 | 0 | 0 | 0 | 0 | 0 | 0 | 0 | 0 | 0 | 0 | 0 | 912.2649 | 194.1145 | 171.5898 | 137.1683 | 309.3753 | 141.368 | 75.8606 | 141.5951 | 0 | 0 | #N/A | 0 | 0 | 0 | 0 | 0 | 0 | #VALUE! | 419.0783 | 0 | 167.3413 | 167.3413 | 0 | 0 | 0 | 0 | 0 | 0 | 0 | 0 | 0 | 0 | 0 | 0 | 0
[20 empty] | 0.0075891 | 33 | 29.0402 | 0 | 0 | 0 | 0 | 0 | 0 | 0 | 0 | 0 | 0 | 0 | 0 | 0 | 0 | 43.1103 | 27.4405 | 23.4333 | 18.7872 | 17.4053 | 0 | 0 | 0 | 0 | 0 | #N/A | 81.4936 | 59.3667 | 41.9786 | 29.6834 | 20.9893 | 18.7734 | #VALUE! | 0 | 0 | 23.6557 | 23.6557 | 5.0719 | 4.8397 | 4.6604 | 9.4188 | 38.3001 | 33.3385 | 32.2477 | 35.3017 | 30.9161 | 29.9986 | 36.775 | 32.6727 | 31.7298
[21 empty] | 331 | 0 | 0 | 0 | 0 | 0 | 0 | 0 | 0 | 0 | 0 | 0 | 0 | 0 | 0 | 0 | 0 | 0 | 0 | 0 | 0 | 0 | 0 | 0 | 0 | 0 | #N/A | 0 | 0 | 0 | 0 | 0 | 0 | #VALUE! | 0 | 0 | 0 | 0 | 0 | 0 | 0 | 0 | 0 | 0 | 0 | 0 | 0 | 0 | 0 | 0 | 0
[21 empty] | 332 | 0 | 0 | 0 | 0 | 0 | 0 | 0 | 0 | 0 | 0 | 0 | 0 | 0 | 0 | 0 | 0 | 0 | 0 | 0 | 0 | 0 | 0 | 0 | 0 | 0 | #N/A | 0 | 0 | 0 | 0 | 0 | 0 | #VALUE! | 0 | 0 | 0 | 0 | 0 | 0 | 0 | 0 | 0 | 0 | 0 | 0 | 0 | 0 | 0 | 0 | 0
[20 empty] | 0.007887 | 34 | 30.1802 | 0 | 0 | 0 | 0 | 0 | 0 | 0 | 0 | 0 | 0 | 0 | 0 | 0 | 0 | 0 | 0 | 0 | 0 | 0 | 0 | 0 | 0 | 0 | 0 | #N/A | 9.4219 | 4.9987 | 13.8884 | 27.7768 | 55.5536 | 69.442 | #VALUE! | 0 | 0 | 0 | 0 | 0 | 0 | 0 | 0 | 0 | 0 | 0 | 0 | 0 | 0 | 0 | 0 | 0
[21 empty] | 341 | 0 | 0 | 0 | 0 | 0 | 0 | 0 | 0 | 0 | 0 | 0 | 0 | 0 | 0 | 0 | 0 | 0 | 0 | 0 | 0 | 0 | 0 | 0 | 0 | 0 | #N/A | 0 | 0 | 0 | 0 | 0 | 0 | #VALUE! | 0 | 0 | 0 | 0 | 0 | 0 | 0 | 0 | 0 | 0 | 0 | 0 | 0 | 0 | 0 | 0 | 0
[21 empty] | 342 | 0 | 0 | 0 | 0 | 0 | 0 | 0 | 0 | 0 | 0 | 0 | 0 | 0 | 0 | 0 | 0 | 0 | 0 | 0 | 0 | 0 | 0 | 0 | 0 | 0 | #N/A | 0 | 0 | 0 | 0 | 0 | 0 | #VALUE! | 0 | 0 | 0 | 0 | 0 | 0 | 0 | 0 | 0 | 0 | 0 | 0 | 0 | 0 | 0 | 0 | 0
[21 empty] | 343 | 0 | 0 | 0 | 0 | 0 | 0 | 0 | 0 | 0 | 0 | 0 | 0 | 0 | 0 | 0 | 0 | 0 | 0 | 0 | 0 | 0 | 0 | 0 | 0 | 0 | #N/A | 0 | 0 | 0 | 0 | 0 | 0 | #VALUE! | 0 | 0 | 0 | 0 | 0 | 0 | 0 | 0 | 0 | 0 | 0 | 0 | 0 | 0 | 0 | 0 | 0
[21 empty] | 344 | 0 | 0 | 0 | 0 | 0 | 0 | 0 | 0 | 0 | 0 | 0 | 0 | 0 | 0 | 0 | 0 | 0 | 0 | 0 | 0 | 0 | 0 | 0 | 0 | 0 | #N/A | 0 | 0 | 0 | 0 | 0 | 0 | #VALUE! | 0 | 0 | 0 | 0 | 0 | 0 | 0 | 0 | 0 | 0 | 0 | 0 | 0 | 0 | 0 | 0 | 0
[21 empty] | 345 | 0 | 0 | 0 | 0 | 0 | 0 | 0 | 0 | 0 | 0 | 0 | 0 | 0 | 0 | 0 | 0 | 0 | 0 | 0 | 0 | 0 | 0 | 0 | 0 | 0 | #N/A | 0 | 0 | 0 | 0 | 0 | 0 | #VALUE! | 0 | 0 | 0 | 0 | 0 | 0 | 0 | 0 | 0 | 0 | 0 | 0 | 0 | 0 | 0 | 0 | 0
[20 empty] | 0.087083 | 35 | 333.2281 | 95.4108 | 23.8527 | 95.4108 | 23.8527 | 163.4782 | 40.8695 | 163.4782 | 40.8695 | 0 | 0 | 0 | 0 | 0 | 0 | 1170.0816 | 506.7805 | 282.6336 | 216.0971 | 254.6816 | 337.6939 | 1012.9625 | 1201.4126 | 0 | 0 | #N/A | 494.2055 | 381.256 | 315.7558 | 282.494 | 260.1735 | 254.513 | #VALUE! | 222.2905 | 0 | 421.7408 | 421.7408 | 128.8261 | 94.5018 | 76.5774 | 128.5887 | 677.9022 | 359.5171 | 312.7146 | 594.7852 | 318.5744 | 281.7889 | 530.7208 | 254.5214 | 219.9155
[21 empty] | 351 | 315.845 | 0 | 0 | 0 | 0 | 0 | 0 | 0 | 0 | 0 | 0 | 0 | 0 | 0 | 0 | 1131.9884 | 489.2159 | 272.8369 | 208.608 | 245.8532 | 0 | 526.562 | 652.1954 | 0 | 0 | #N/A | 0 | 0 | 0 | 0 | 0 | 0 | #VALUE! | 222.2905 | 0 | 421.7408 | 421.7408 | 97.8685 | 65.1683 | 48.5415 | 72.7503 | 511.0541 | 205.8364 | 161.9288 | 445.0361 | 180.4641 | 146.0375 | 433.1255 | 167.813 | 135.7798
[21 empty] | 352 | 15.1592 | 0 | 0 | 0 | 0 | 0 | 0 | 0 | 0 | 0 | 0 | 0 | 0 | 0 | 0 | 0 | 0 | 0 | 0 | 0 | 0 | 0 | 0 | 0 | 0 | #N/A | 0 | 0 | 0 | 0 | 0 | 0 | #VALUE! | 0 | 0 | 0 | 0 | 4.3547 | 4.1354 | 3.9639 | 7.9316 | 23.2138 | 20.5422 | 19.9548 | 21.2361 | 18.8746 | 18.396 | 19.8019 | 17.593 | 17.071
[21 empty] | 353 | 70.7483 | 95.4108 | 23.8527 | 95.4108 | 23.8527 | 163.4782 | 40.8695 | 163.4782 | 40.8695 | 0 | 0 | 0 | 0 | 0 | 0 | 38.0932 | 17.5646 | 9.7967 | 7.4891 | 8.8284 | 0 | 0 | 0 | 0 | 0 | #N/A | 0 | 0 | 0 | 0 | 0 | 0 | #VALUE! | 0 | 0 | 0 | 0 | 26.6029 | 25.1982 | 24.0721 | 47.9068 | 143.6342 | 133.1385 | 130.8311 | 128.513 | 119.2357 | 117.3554 | 77.7933 | 69.1154 | 67.0647
[20 empty] | 0.032156 | 36 | 123.0472 | 0 | 0 | 0 | 0 | 0 | 0 | 0 | 0 | 0 | 0 | 0 | 0 | 0 | 0 | 110.6849 | 42.935 | 30.7667 | 24.1307 | 23.4144 | 0 | 629.1969 | 707.9753 | 0 | 0 | #N/A | 204.8217 | 159.4581 | 127.2288 | 106.179 | 90.883 | 86.912 | #VALUE! | 103.3682 | 0 | 42.3733 | 42.3733 | 65.532 | 43.1123 | 42.2223 | 65.5952 | 156.7267 | 75.3558 | 69.0632 | 137.1212 | 66.3879 | 60.9984 | 134.3193 | 62.1881 | 57.0452
[21 empty] | 361 | 37.7989 | 0 | 0 | 0 | 0 | 0 | 0 | 0 | 0 | 0 | 0 | 0 | 0 | 0 | 0 | 0 | 0 | 0 | 0 | 0 | 0 | 0 | 0 | 0 | 0 | #N/A | 85.8623 | 62.5492 | 44.229 | 31.2746 | 22.1145 | 19.7798 | #VALUE! | 0 | 0 | 24.9239 | 24.9239 | 18.2624 | 13.9051 | 13.046 | 23.0892 | 76.428 | 36.9142 | 36.6707 | 67.6243 | 32.9027 | 32.7048 | 68.1391 | 29.3244 | 29.108
[21 empty] | 362 | 126.8712 | 0 | 0 | 0 | 0 | 0 | 0 | 0 | 0 | 0 | 0 | 0 | 0 | 0 | 0 | 16.6124 | 11.3469 | 6.3271 | 4.8393 | 5.7005 | 0 | 629.1969 | 707.9753 | 0 | 0 | #N/A | 118.9594 | 96.9088 | 82.9998 | 74.9043 | 68.7685 | 67.1322 | #VALUE! | 103.3682 | 0 | 17.4494 | 17.4494 | 0 | 0 | 0 | 0 | 0 | 0 | 0 | 0 | 0 | 0 | 0 | 0 | 0
[21 empty] | 363 | 38.1618 | 0 | 0 | 0 | 0 | 0 | 0 | 0 | 0 | 0 | 0 | 0 | 0 | 0 | 0 | 0 | 0 | 0 | 0 | 0 | 0 | 0 | 0 | 0 | 0 | #N/A | 0 | 0 | 0 | 0 | 0 | 0 | #VALUE! | 0 | 0 | 0 | 0 | 46.359 | 28.3391 | 28.3391 | 40.8124 | 73.0772 | 32.1743 | 26.335 | 62.8319 | 27.6636 | 22.6429 | 59.1081 | 26.5804 | 21.8405
[20 empty] | 0 | 37 | 0 | 0 | 0 | 0 | 0 | 0 | 0 | 0 | 0 | 0 | 0 | 0 | 0 | 0 | 0 | 0 | 0 | 0 | 0 | 0 | 0 | 0 | 0 | 0 | 0 | #N/A | 0 | 0 | 0 | 0 | 0 | 0 | #VALUE! | 0 | 0 | 0 | 0 | 0 | 0 | 0 | 0 | 0 | 0 | 0 | 0 | 0 | 0 | 0 | 0 | 0
[20 empty] | 0.021616 | 38 | 82.716 | 0 | 0 | 0 | 0 | 0 | 0 | 0 | 0 | 0 | 0 | 0 | 0 | 0 | 0 | 0 | 0 | 0 | 0 | 0 | 0 | 0 | 0 | 0 | 0 | #N/A | 69.4133 | 59.5203 | 52.7811 | 48.529 | 44.9707 | 43.946 | #VALUE! | 0 | 0 | 0 | 0 | 18.8454 | 18.8454 | 18.7164 | 34.5048 | 105.4629 | 103.4884 | 100.8939 | 114.6201 | 110.3485 | 106.6877 | 187.3897 | 174.3991 | 158.2408
[20 empty] | 0.1016 | 39 | 388.7951 | 0 | 0 | 0 | 0 | 0 | 0 | 0 | 0 | 0 | 0 | 0 | 0 | 0 | 0 | 0 | 0 | 0 | 0 | 0 | 0 | 0 | 0 | 0 | 0 | #N/A | 309.3483 | 244.8546 | 203.9134 | 180.1634 | 162.9971 | 158.5198 | #VALUE! | 0 | 1461.7692 | 0 | 0 | 0 | 0 | 0 | 0 | 0 | 0 | 0 | 0 | 0 | 0 | 0 | 0 | 0
[21 empty] | 40 | 264.2587 | 383.1219 | 306.0419 | 619.4543 | 511.8906 | 465.9946 | 369.992 | 784.2866 | 649.0493 | 0 | 0 | 0 | 0 | 0 | 0 | 0 | 0 | 0 | 0 | 0 | 0 | 0 | 0 | 0 | 0 | #N/A | 662.451 | 351.4611 | 232.7741 | 182.6268 | 158.8845 | 154.0328 | #VALUE! | 0 | 0 | 262.445 | 262.445 | 28.3778 | 25.798 | 23.2182 | 44.1145 | 190.094 | 173.1006 | 107.6909 | 163.8288 | 136.5638 | 87.9865 | 136.5547 | 114.2805 | 74.9438
[21 empty] | 41 | 134.6426 | 0 | 0 | 0 | 0 | 0 | 0 | 0 | 0 | 0 | 0 | 0 | 0 | 0 | 0 | 0 | 0 | 0 | 0 | 0 | 0 | 0 | 0 | 0 | 0 | #N/A | 476.136 | 252.6123 | 167.1441 | 131.1186 | 114.0673 | 110.5783 | #VALUE! | 0 | 0 | 0 | 0 | 28.3778 | 25.798 | 23.2182 | 44.1145 | 190.094 | 173.1006 | 107.6909 | 163.8288 | 136.5638 | 87.9865 | 136.5547 | 114.2805 | 74.9438
[21 empty] | 42 | 15.1284 | 0 | 0 | 0 | 0 | 0 | 0 | 0 | 0 | 0 | 0 | 0 | 0 | 0 | 0 | 0 | 0 | 0 | 0 | 0 | 0 | 0 | 0 | 0 | 0 | #N/A | 34.4418 | 18.273 | 12.1562 | 9.543 | 8.3041 | 8.0525 | #VALUE! | 0 | 0 | 0 | 0 | 0 | 0 | 0 | 0 | 0 | 0 | 0 | 0 | 0 | 0 | 0 | 0 | 0
[21 empty] | 49 | 66.6339 | 0 | 0 | 0 | 0 | 0 | 0 | 0 | 0 | 0 | 0 | 0 | 0 | 0 | 0 | 0 | 0 | 0 | 0 | 0 | 0 | 0 | 0 | 0 | 0 | #N/A | 151.8732 | 80.5758 | 53.4738 | 41.9652 | 36.5131 | 35.402 | #VALUE! | 0 | 0 | 0 | 0 | 0 | 0 | 0 | 0 | 0 | 0 | 0 | 0 | 0 | 0 | 0 | 0 | 0
[21 empty] | 50 | 249.0702 | 584.0421 | 582.8688 | 584.0895 | 582.8688 | 584.9096 | 582.8586 | 584.9096 | 582.8586 | 0 | 0 | 0 | 0 | 0 | 0 | 223.3547 | 120.7094 | 119.7961 | 96.2481 | 109.5338 | 0 | 0 | 0 | 0 | 0 | #N/A | 357.486 | 298.9102 | 266.0696 | 252.0921 | 245.3895 | 245.4831 | #VALUE! | 0 | 0 | 0 | 0 | 18.6589 | 17.34 | 16.7181 | 30.3384 | 133.1696 | 115.8518 | 114.0505 | 118.8693 | 103.9288 | 102.461 | 74.604 | 60.6895 | 59.0886
[21 empty] | 51 | 10.9186 | 0 | 0 | 0 | 0 | 0 | 0 | 0 | 0 | 0 | 0 | 0 | 0 | 0 | 0 | 0 | 0 | 0 | 0 | 0 | 0 | 0 | 0 | 0 | 0 | #N/A | 10.9162 | 10.9191 | 10.9191 | 10.9191 | 10.9191 | 10.9191 | #VALUE! | 0 | 0 | 0 | 0 | 0 | 0 | 0 | 0 | 0 | 0 | 0 | 0 | 0 | 0 | 0 | 0 | 0
[21 empty] | 52 | 77.1792 | 0 | 0 | 0 | 0 | 0 | 0 | 0 | 0 | 0 | 0 | 0 | 0 | 0 | 0 | 223.3547 | 120.7094 | 119.7961 | 96.2481 | 109.5338 | 0 | 0 | 0 | 0 | 0 | #N/A | 53.8739 | 42.6564 | 35.6743 | 31.6926 | 28.845 | 28.1073 | #VALUE! | 0 | 0 | 0 | 0 | 17.3387 | 16.0198 | 15.3979 | 30.3384 | 133.1696 | 115.8518 | 114.0505 | 118.8693 | 103.9288 | 102.461 | 74.604 | 60.6895 | 59.0886
[21 empty] | 53 | 0 | 0 | 0 | 0 | 0 | 0 | 0 | 0 | 0 | 0 | 0 | 0 | 0 | 0 | 0 | 0 | 0 | 0 | 0 | 0 | 0 | 0 | 0 | 0 | 0 | #N/A | 0 | 0 | 0 | 0 | 0 | 0 | #VALUE! | 0 | 0 | 0 | 0 | 0 | 0 | 0 | 0 | 0 | 0 | 0 | 0 | 0 | 0 | 0 | 0 | 0
[21 empty] | 54 | 285.6342 | 584.0421 | 582.8688 | 584.0895 | 582.8688 | 584.9096 | 582.8586 | 584.9096 | 582.8586 | 0 | 0 | 0 | 0 | 0 | 0 | 0 | 0 | 0 | 0 | 0 | 0 | 0 | 0 | 0 | 0 | #N/A | 85.6311 | 45.4313 | 24.044 | 14.3466 | 7.201 | 5.7608 | #VALUE! | 0 | 0 | 0 | 0 | 1.3202 | 1.3202 | 1.3202 | 0 | 0 | 0 | 0 | 0 | 0 | 0 | 0 | 0 | 0
[21 empty] | 55 | 0 | 0 | 0 | 0 | 0 | 0 | 0 | 0 | 0 | 0 | 0 | 0 | 0 | 0 | 0 | 0 | 0 | 0 | 0 | 0 | 0 | 0 | 0 | 0 | 0 | #N/A | 0 | 0 | 0 | 0 | 0 | 0 | #VALUE! | 0 | 0 | 0 | 0 | 0 | 0 | 0 | 0 | 0 | 0 | 0 | 0 | 0 | 0 | 0 | 0 | 0
[21 empty] | 56 | 0 | 0 | 0 | 0 | 0 | 0 | 0 | 0 | 0 | 0 | 0 | 0 | 0 | 0 | 0 | 0 | 0 | 0 | 0 | 0 | 0 | 0 | 0 | 0 | 0 | #N/A | 0 | 0 | 0 | 0 | 0 | 0 | #VALUE! | 0 | 0 | 0 | 0 | 0 | 0 | 0 | 0 | 0 | 0 | 0 | 0 | 0 | 0 | 0 | 0 | 0
[21 empty] | 57 | 0 | 0 | 0 | 0 | 0 | 0 | 0 | 0 | 0 | 0 | 0 | 0 | 0 | 0 | 0 | 0 | 0 | 0 | 0 | 0 | 0 | 0 | 0 | 0 | 0 | #N/A | 0 | 0 | 0 | 0 | 0 | 0 | #VALUE! | 0 | 0 | 0 | 0 | 0 | 0 | 0 | 0 | 0 | 0 | 0 | 0 | 0 | 0 | 0 | 0 | 0
[21 empty] | 59 | 199.4425 | 0 | 0 | 0 | 0 | 0 | 0 | 0 | 0 | 0 | 0 | 0 | 0 | 0 | 0 | 0 | 0 | 0 | 0 | 0 | 0 | 0 | 0 | 0 | 0 | #N/A | 207.0648 | 199.9034 | 195.4322 | 195.1338 | 198.4244 | 200.696 | #VALUE! | 0 | 0 | 0 | 0 | 0 | 0 | 0 | 0 | 0 | 0 | 0 | 0 | 0 | 0 | 0 | 0 | 0
Note on B2: Levi M. Larsen: 1982-2017: CBR Factor 2018-2022: IBCC Factor
Note on R10: [Threaded comment] Your version of Excel allows you to read this threaded comment; however, any edits to it will get removed if the file is opened in a newer version of Excel. Learn more: https://go.microsoft.com/fwlink/?linkid=870924 Comment: Land costs pulled from this source: https://www.nass.usda.gov/Publications/Todays_Reports/reports/land0822.pdf Average Cost Per Acre is $3,800 in 2022
Note on S10: [Threaded comment] Your version of Excel allows you to read this threaded comment; however, any edits to it will get removed if the file is opened in a newer version of Excel. Learn more: https://go.microsoft.com/fwlink/?linkid=870924 Comment: This is technically the cost per kWe for the Votgle
Note on T10: [Threaded comment] Your version of Excel allows you to read this threaded comment; however, any edits to it will get removed if the file is opened in a newer version of Excel. Learn more: https://go.microsoft.com/fwlink/?linkid=870924 Comment: Total Acres of Vogtle
Note on U10: [Threaded comment] Your version of Excel allows you to read this threaded comment; however, any edits to it will get removed if the file is opened in a newer version of Excel. Learn more: https://go.microsoft.com/fwlink/?linkid=870924 Comment: Total Power in kWe for Vogtle
Note on T24: [Threaded comment] Your version of Excel allows you to read this threaded comment; however, any edits to it will get removed if the file is opened in a newer version of Excel. Learn more: https://go.microsoft.com/fwlink/?linkid=870924 Comment: PWR initial fuel load
Note on U24: [Threaded comment] Your version of Excel allows you to read this threaded comment; however, any edits to it will get removed if the file is opened in a newer version of Excel. Learn more: https://go.microsoft.com/fwlink/?linkid=870924 Comment: HTGR initial fuel load
Note on V24: [Threaded comment] Your version of Excel allows you to read this threaded comment; however, any edits to it will get removed if the file is opened in a newer version of Excel. Learn more: https://go.microsoft.com/fwlink/?linkid=870924 Comment: SFR initial fuel load
Note on S44: [Threaded comment] Your version of Excel allows you to read this threaded comment; however, any edits to it will get removed if the file is opened in a newer version of Excel. Learn more: https://go.microsoft.com/fwlink/?linkid=870924 Comment: Need to account for average construction time of the plant (property tax on land value) Assumed Tax rate comes from Appendix Table 4b: Industrial Property Taxes for Largest City in Each State https://go.lincolninst.edu/50-state-property-tax-comparison-for-2022.pdf?_ga=2.152232185.1969372540.1704227643-1669432173.1704227643&_gl=1*1ntnohm*_ga*MTY2OTQzMjE3My4xNzA0MjI3NjQz*_ga_26NECLE3MM*MTcwNDIyNzY0Mi4xLjEuMTcwNDIyNzkwNC4wLjAuMA..
Note on S45: [Threaded comment] Your version of Excel allows you to read this threaded comment; however, any edits to it will get removed if the file is opened in a newer version of Excel. Learn more: https://go.microsoft.com/fwlink/?linkid=870924 Comment: This value represents the cost for insurance as a percent of total costs. No source on this, but 0.45% of OCC.
Note on T46: [Threaded comment] Your version of Excel allows you to read this threaded comment; however, any edits to it will get removed if the file is opened in a newer version of Excel. Learn more: https://go.microsoft.com/fwlink/?linkid=870924 Comment: Appendix Table 4b: Industrial Property Taxes for Largest City in Each State https://go.lincolninst.edu/50-state-property-tax-comparison-for-2022.pdf?_ga=2.152232185.1969372540.1704227643-1669432173.1704227643&_gl=1*1ntnohm*_ga*MTY2OTQzMjE3My4xNzA0MjI3NjQz*_ga_26NECLE3MM*MTcwNDIyNzY0Mi4xLjEuMTcwNDIyNzkwNC4wLjAuMA..
Note on W46: [Threaded comment] Your version of Excel allows you to read this threaded comment; however, any edits to it will get removed if the file is opened in a newer version of Excel. Learn more: https://go.microsoft.com/fwlink/?linkid=870924 Comment: This is total property tax for the Byron nuclear power plant in 2023 divided by the nameplate capacity of that plant (2,347MWe).
Note on S47: [Threaded comment] Your version of Excel allows you to read this threaded comment; however, any edits to it will get removed if the file is opened in a newer version of Excel. Learn more: https://go.microsoft.com/fwlink/?linkid=870924 Comment: This is an assumed, rounded, number for decommissioning that was calculated using actual decommissioning data from both public and private utilities. This values assumes an annual payment is made into the decom trust and this represents the first annual payment. This value is assumed to be the same for both SMRs and LRs.
Note on T47: [Threaded comment] Your version of Excel allows you to read this threaded comment; however, any edits to it will get removed if the file is opened in a newer version of Excel. Learn more: https://go.microsoft.com/fwlink/?linkid=870924 Comment: Assumed 0.45% of OCC from non public source
Note on S50: [Threaded comment] Your version of Excel allows you to read this threaded comment; however, any edits to it will get removed if the file is opened in a newer version of Excel. Learn more: https://go.microsoft.com/fwlink/?linkid=870924 Comment: This is a new account and therefore has no values associated with it.
Note on T51: [Threaded comment] Your version of Excel allows you to read this threaded comment; however, any edits to it will get removed if the file is opened in a newer version of Excel. Learn more: https://go.microsoft.com/fwlink/?linkid=870924 Comment: Data for large reactors (defined as above 400 MWe)
Note on A61: [Threaded comment] Your version of Excel allows you to read this threaded comment; however, any edits to it will get removed if the file is opened in a newer version of Excel. Learn more: https://go.microsoft.com/fwlink/?linkid=870924 Comment: This value was produced using the average of the 3 quarters in 2023

## COA_Mappings
GIF Account ID | GIF Account Title | GNCOA Mapped Account ID | GNCOA Mapped Account Title | EEDB Account ID | EEDB Account Title | GNCOA Mapped Account ID | GNCOA Mapped Account Title
10 | Capitalized Pre-Construction Costs | 10 | Capitalized Pre-Construction Costs |  | Capitalized Pre-Construction Costs | 10 | Capitalized Pre-Construction Costs
11 | Land and Land Rights | 11 | Land and Land Rights |  | Capitalized Direct Costs | 20 | Capitalized Direct Costs
12 | Site Permits | 12 | Site Permits | 21 | Structures + Improvements | 21 | Structures and Improvements
13 | Plant Licensing | 13 | Plant Licensing | 211 | Yardwork | 211 | Site Preparation/Yard Work
14 | Plant Permits | 14 | Plant Permits | 212 | Reactor Containment Building | 212 | Reactor Island Civil Structures
15 | Plant Studies | 15 | Plant Studies | 213 | Turbine Room and Heater Bay | 213.1 | Energy Conversion Building
16 | Plant Reports | 16 | Plant Reports | 214 | Security Building | 216.2 | Security Building and Gatehouse
17 | Other Pre-Construction Costs | 18 | Other Pre-Construction Costs | 215 | Primary Auxiliary Building + Tunnels | 214 | Buildings to Support Main Function
19 | Contingency on Pre-Construction Costs | 19 | Contingency on Pre-Construction Costs | 216 | Waste Process Building | 215.4 | Radwaste Building
20 | Capitalized Direct Costs | 20 | Capitalized Direct Costs | 217 | Fuel Storage Building | 214.1 | Spent Fuel Management Building
21 | Structures and Improvements | 21 | Structures and Improvements | 218A | Control Room/D-G Building | 213.2 | Control Building
211 | Site Preparation/Yard Work | 211 | Site Preparation/Yard Work | 218B | Administration + Service Building | 216.1 | Administration Building
212 | Reactor Island Civil Structures | 212 | Reactor Island Civil Structures | 218D | Fire Pump House, Including Foundations | 214.5 | Fire Protection Building
213 | Turbine Generator Building | 232.1 | Electricity Generation Systems | 218E | Emergency Feed Pump Building | 214 | Buildings to Support Main Function
214 | Security Building and Gatehouse | 216.2 | Security Building and Gatehouse | 218F | Manway Tunnels (RCA Tunnels) | 212 | Reactor Island Civil Structures
215 | Reactor Service (Auxiliary) Building | 214 | Buildings to Support Main Function | 218G | Electrical Tunnels | 213.4 | Electrical Tunnels
216 | Radwaste Building | 215.4 | Radwaste Building | 218H | Non-Essential Switchgear Building | 214.6 | Non-essential Switchgear Building
217 | Fuel Service Building | 215.5 | Fuel Service Building | 218J | Main Steam + Feedwater Pipe Enclave | 213.3 | Pipe Tunnels
218A | Control Building | 213.2 | Control Building | 218K | Pipe Tunnels | 213.3 | Pipe Tunnels
218B | Administration Building | 216.1 | Administration Building | 218L | Technical Support Center | 216.4 | Operation and Maintenance (O&M) Center
218C | Operation and Maintenance (O&M) Center | 216.4 | Operation and Maintenance (O&M) Center | 218P | Containment EQ Hatch Missile Shield | 212 | Reactor Island Civil Structures
218E | Steam Generator Storage Building | 213.1 | Energy Conversion Building | 218S | Waste Water Treatment | 214.3 | Wastewater Treatment Building
218K | Pipe Tunnels | 213.3 | Pipe Tunnels | 218T | Ultimate Heat Sink Structure | 233 | Ultimate Heat Sink
218L | Electrical Tunnels | 213.4 | Electrical Tunnels | 218V | Control Room Emergency Air Intake Structure | 213.2 | Control Building
218N | Maintenance Shop | 214.4 | Maintenance Shops | 22 | Reactor Plant Equipment | 22 | Reactor System
218Q | Foundations for Outside Equipment and Tanks | 217.1 | Foundations for Outside Equipment and Tanks | 220A | Nuclear Steam Supply System (NSSS) | 221 | Reactor Components
218R | Balance of Plant Service Building | 214.2 | Balance of Plant Service Building | 220B | NSSS Options | 222 | Main Heat Transport System
218S | Wastewater Treatment Building | 214.3 | Wastewater Treatment Building | 221 | Reactor Equipment | 221 | Reactor Components
218T | Emergency Power Generation Building | 214.7 | Emergency and Start-up Power Systems | 222 | Main Heat Transfer Export System | 222 | Main Heat Transport System
218W | Warehouse | 215.1 | Storage and Warehouse Buildings | 223 | Safeguards System | 223 | Safety Systems
218X | Railroad Tracks | 217.2 | Railroad Tracks | 224 | Radwaste Processing | 224 | Radioactive Byproduct Processing Systems
218Y | Roads and Paved Areas | 217.3 | Roads and Paved Areas | 225 | Fuel Handling + Storage | 225 | Fuel Handling Systems
219A | Training Center | 216.3 | Training Center | 226 | Other Reactor Plant Equipment | 226 | Other Reactor Plant Equipment
219K | Special Material Unloading Facility | 215.2 | Unloading Facility for Material Requiring Special Consideration | 227 | Reactor Instrumentation +Control | 227 | Reactor Instrumentation and Control (I&C)
22 | Reactor Equipment | 22 | Reactor System | 228 | Reactor Plant Miscellaneous Items | 228 | Reactor Plant Miscellaneous Items
221 | Reactor Equipment | 221 | Reactor Components | 23 | Turbine Plant Equipment | 232.1 | Electricity Generation Systems
222 | Main Heat Transport System | 222 | Main Heat Transport System | 231 | Turbine Generator | 232.1 | Electricity Generation Systems
223 | Safety Systems | 223 | Safety Systems | 233 | Condensing Systems | 233 | Ultimate Heat Sink
224 | Radioactive Waste Processing Systems | 224 | Radioactive Byproduct Processing Systems | 234 | Feed Heating System | 234 | Feed Heating Systems
225 | Fuel Handling Systems | 225 | Fuel Handling Systems | 235 | Other Turbine Plant Equipment | 232.1 | Electricity Generation Systems
226 | Other Reactor Plant Equipment | 226 | Other Reactor Plant Equipment | 236 | Instrumentation + Control | 236 | Common Instrumentation & Controls
227 | Reactor Instrumentation and Control (I&C) | 226 | Other Reactor Plant Equipment | 237 | Turbine Plant Miscellaneous Items | 232.1 | Electricity Generation Systems
228 | Reactor Plant Miscellaneous Items | 228 | Reactor Plant Miscellaneous Items | 24 | Electric Plant Equipment | 24 | Electrical Equipment
23 | Turbine Generator Equipment | 232.1 | Electricity Generation Systems | 241 | Switchgear | 241 | Switchgear
231 | Turbine Generator(s) | 232.1 | Electricity Generation Systems | 242 | Station Service Equipment | 242 | Station Service Equipment
233 | Condensing Systems | 233 | Ultimate Heat Sink | 243 | Switchboards | 243 | Switchboards
234 | Feed Heating Systems | 234 | Feed Heating Systems | 244 | Protective Equipment | 244 | Protective Systems Equipment
235 | Other Turbine Plant Equipment | 232.1 | Electricity Generation Systems | 245 | Electrical Structure + Wiring Construction | 245 | Electrical Raceway Systems
236 | Instrumentation and Control (I&C) | 236 | Common Instrumentation & Controls | 246 | Power & Control Wiring | 246 | Power and Control Cables and Wiring
237 | Turbine Plant Miscellaneous Items | 232.1 | Electricity Generation Systems | 25 | Miscellaneous Plant Equipment | 26 | Miscellaneous Equipment
24 | Electrical Equipment | 24 | Electrical Equipment | 251 | Transportation & Lift Equipment | 261 | Transportation and Lift Equipment
241 | Switchgear | 241 | Switchgear | 252 | Air, Water + Steam Service System | 262 | Air, Water, Plant Fuel Oil, and Steam Systems
242 | Station Service Equipment | 242 | Station Service Equipment | 253 | Communication Equipment | 263 | Communications Equipment
243 | Switchboards | 243 | Switchboards | 254 | Furnishings + Fixtures | 264 | Furnishing and Fixtures
244 | Protective Systems Equipment | 244 | Protective Systems Equipment | 255 | Waste Water Treatment Equipment | 262 | Air, Water, Plant Fuel Oil, and Steam Systems
245 | Electrical Raceway Systems | 245 | Electrical Raceway Systems | 26 | Main Condenser Heat Rejection System | 233 | Ultimate Heat Sink
246 | Power and Control Cables and Wiring | 246 | Power and Control Cables and Wiring | 261 | Structures | 233.1 | Water Condensing Systems
25 | Heat Rejection System | 233 | Ultimate Heat Sink | 262 | Mechanical Equipment | 233.1 | Water Condensing Systems
251 | Structures | 233.1 | Water Condensing Systems |  | Total Indirect Costs | 30 | Capitalized Indirect Services Cost
252 | Mechanical Equipment | 233.1 | Water Condensing Systems |  | Plant Capital Costs | 60 | Capitalized Financial Costs
26 | Miscellaneous Equipment | 26 | Miscellaneous Equipment | 90 |  | - | -
261 | Transportation and Lift Equipment | 261 | Transportation and Lift Equipment | 91 | Construction Services | 318 | Other Construction Support Structures
262 | Air, Water, Plant Fuel Oil, and Steam Systems | 262 | Air, Water, Plant Fuel Oil, and Steam Systems | 911 | Temporary Construction Facility | 318 | Other Construction Support Structures
263 | Communications Equipment | 263 | Communications Equipment | 912 | Construction Tools and Equipment | 311 | Construction Tools and Equipment
264 | Furnishing and Fixtures | 264 | Furnishing and Fixtures | 913 | Payroll Insurance & Taxes | - | -
27 | Special Materials | 27 | Material Requiring Special Consideration | 914 | Permits, Insurance & Local Taxes | 12 | Site Permits
28 | Simulator | 28 | Simulator | 915 | Transportation | 34 | Shipping and Transportation Costs
29 | Contingency on Direct Costs | 29 | Contingency on Direct Costs | 92 | Engineering + Home Office Service | 351352 | (GNCOA accoutns are not broken down in the same way as EEDB. As such, one to one mapping is not possible for these accounts)
30 | Capitalized Indirect Services Cost | 30 | Capitalized Indirect Services Cost | 921 | Home Office Service | 351361
31 | Field Indirect Costs | 31 | Factory & Field Indirect Costs | 922 | Home Office Q/A | 353363
32 | Construction Supervision | 32 | Factory & Construction Supervision | 923 | Home Office Construction Management | 361 | Off-Site
33 | Commissioning and Startup Costs | 33 | Startup Costs | 93 | Field Supervision + Field Office Service | 32 | Factory & Construction Supervision
34 | Demonstration Test Run | 332 | Demonstration Test Run | 931 | Field Office Expenses | - | (GNCOA accoutns are not broken down in the same way as EEDB. As such, one to one mapping is not possible for these accounts)
35 | Design Services Offsite | 351 | Off-Site | 932 | Field Job Supervision | 362 | On-Site
36 | PM/CM Services Offsite | 361 | Off-Site | 933 | Field QA/QC | 36 | PM/CM Services
37 | Design Services Onsite | 352 | On-Site | 934 | Plant Startup Tests | 33 | Startup Costs
38 | PM/CM Services Onsite | 362 | On-Site | 94 | Contingencies on Owner’s Costs | 59 | Supplementary Contingencies
39 | Contingency on Indirect Services Cost | 39 | Contingency on Indirect Services Cost
40 | Capitalized Owner's Costs | 40 | Capitalized Training Costs
41 | Staff Recruitment and Training | 41 | Staff Recruitment and Training
42 | Staff Housing | 42 | Staff Housing
43 | Staff Salary-Related Costs | - | (not considered in GNCOA)
44 | Other Owners Costs | 55 | Other Owner's Costs
49 | Contingency on Owner's Costs | 49 | Contingency on Training Costs
50 | Capitalized Supplementary Costs | 50 | Capitalized Supplementary Owner’s Costs
51 | Shipping and Transportation Costs | 34 | Shipping and Transportation Costs
52 | Spare Parts | 38 | Spare Parts
53 | Taxes | 51 | Taxes
54 | Insurance | 52 | Insurance
55 | Initial Fuel Core Load | 25 | Initial Fuel Inventory
551 | Fuel Assembly Supply, First Core | 251 | First Core Mining
5512 | First Core Conversion | 252 | First Core Conversion
5513 | First Core Enrichment | 253 | First Core Enrichment
5514 | First Core Fuel Assembly Fabrication | 254 | First Core Fuel Assembly Fabrication
5515 | First Core Supply of Other Fissionable Materials (e.g., Pu) | 255 | First Core Supply of Other Fissionable Materials (e.g., Pu)
552 | Services, First Core | 331.1 | Initial Fuel Inventory Services
5521 | Fuel Management (U, Pu, Th) | 331.1 | Initial Fuel Inventory Services
5522 | Fuel Management Schedule | 331.1 | Initial Fuel Inventory Services
5523 | Licensing Assistance | 331.1 | Initial Fuel Inventory Services
5524 | Preparation of Computer Programs | 331.1 | Initial Fuel Inventory Services
5525 | Quality Assurance | 331.1 | Initial Fuel Inventory Services
5526 | Fuel Assembly Inspection | 331.1 | Initial Fuel Inventory Services
5527 | Fuel Assembly Intermediate Storage | 331.1 | Initial Fuel Inventory Services
5528 | Information for the Use of Third-Party Fuel | 331.1 | Initial Fuel Inventory Services
58 | Decommissioning Costs | 54 | Decommissioning
59 | Contingency on Supplementary Costs | 59 | Supplementary Contingencies
60 | Capitalized Financial Costs | 60 | Capitalized Financial Costs
61 | Escalation | 61 | Escalation
62 | Fees | 56 | Fees
63 | Interest During Construction | 62 | Interest
69 | Contingency on Financial Costs | 69 | Contingency on Financial Costs
70 | Annualized O&M Cost | 70 | Annualized O&M Cost
71 | O&M Staff | 71 | O&M Staff
72 | Management Staff | 717 | Management Staff
73 | Salary-Related Costs | 718 | Salary-Related Costs
74 | Operating Chemicals and Lubricants | 741 | Operating Chemicals and Lubricants
75 | Spare Parts | 38 | Spare Parts
76 | Utilities, Supplies, and Consumables | 743 | Utilities, Supplies, and Consumables
77 | Capital Plant Upgrades | 75 | Capital Plant Expenditures
78 | Taxes and Insurance | 76 | Taxes and Insurance
79 | Contingency on Annualized O&M Costs | 79 | Contingency on Annualized O&M Costs
80 | Annualized Fuel Cost | 80 | Annualized Fuel Cost
81 | Refueling Operations | 81 | Refueling Operations
811 | Fuel Management | 811 | Fuel Management
812 | Fuel Management, Schedule | 812 | Fuel Management Schedule
813 | Licensing Assistance | 813 | Licensing Assistance
814 | Preparation of Computer Programs | 814 | Preperation of Computer Programs
815 | Quality Assurance | 815 | Quality Assurance
816 | Fuel Assembly Inspection | 816 | Fuel Inspection
817 | Fuel Assembly Intermediate Storage | 817 | Fuel Assembly Intermediate Storage
818 | Information for the Use of Third-Party Fuel | 818 | Information for the Use of Third-Party Fuel
84 | Nuclear Fuel | 82 | Additional Nuclear Fuel
841 | Uranium Supply for Reloads | 821 | Mining Cost for Reloads
842 | Conversion for Reloads | 822 | Conversion Cost for Reloads
843 | Enrichment for Reloads | 823 | Enrichment Cost for Reloads
844 | Fuel Assembly Fabrication for Reloads | 824 | Fuel Assembly Fabrication Cost for Reloads
845 | Supply of Other Fissionable Materials for Reloads | 825 | Supply of Other Fissionable Materials for Reloads
86 | Fuel Reprocessing Charges | 832 | Fuel Reprocessing
861 | Credits for Uranium, Plutonium and Other Materials | 832.1 | Credit for Uranium, Plutonium, and Other Materials
862 | Final Disposal of Fuel Assemblies | 833 | Final Disposal of Fuel
863 | Final Waste Disposal | 745 | Final Disposal of Non-Fuel Waste
87 | Special Nuclear Materials | 744 | Material Requiring Special Consideration
89 | Contingency on Annualized Fuel Costs | 89 | Contingency on Annualized Fuel Costs
90 | Annualized Financial Cost | 90 | Annualized Financial Cost
91 | Escalation | 91 | Escalation
92 | Fees | 92 | Fees
93 | Cost of Money | 93 | Cost of Money
99 | Contingency on Annualized Financial Costs | 99 | Contingency on Annualized Financial Costs